## BASE BID
ITEM # | REF. SHEET | DETAIL | CSI SECT | Sub Contractor | DESCRIPTION | QTY. | WASTAGE | QTY WITH WASTAGE | UNIT | UNIT LABOR HOURS | TOTAL LABOR HOURS | PER HOUR LABOR RATE | TOTAL LABOR COST | UNIT MATERIAL COST | TOTAL MATERIAL COST | ITEM COST | TRADE COST | UNIT ITEM COST WITH MARKUPS | TOTAL ITEM COST WITH MARKUPS
Estimate of Materials Quantities and Cost of Construction
CLICK HERE TO GO BACK TO COST SUMMARY
|  |  | Sub-Total | 12322745.5214 |  |  |  |  | Date:
|  | Material Sales Tax | 6.678% | 372864.511 | (Adjust the percentage for Material tax as required) |  |  |  | Project:
|  | Overhead & Profit / Inflation (Material) | 25% | 1395868.9392 | (Adjust the percentage for Overhead & Profit as required) |  |  |  | Project Location:
|  | Overhead & Profit (Labor) | 25% | 1684817.4411 | (Adjust the percentage for Overhead & Profit as required) |  |  |  | Project and Wage Type:
|  | Bond Fee | 1.5% | 236644.4462 | (Adjust the percentage for Bond Fee as required)
|  |  | Total Bid | 16012940.859 |  |  |  |  | Gross Internal Area of Structure (SF)
[9 empty] | Covered Area of Structure (SF) | 139283
|  | Material Wastage 1 | 0% | ( for Quantities in Each & LS) |  |  |  |  | No. of Units | 1
|  | Material Wastage 2 | 5% | ( for Quantities in LF, SF, SY, CY, LBS, TONS) |  |  |  |  | No. of Floors and Overall Height
| (Changing the wastage percentage here will update the wastage for whole tab) | [7 empty] | Hardscaping Area (SF) | 815750
[9 empty] | Soft scaping Area (SF) | 0
To change hourly rates for any trade please go to "Hourly Rates" Tab
ITEM # | REF. SHEET | DETAIL | CSI SECT | Sub Contractor | DESCRIPTION | QTY. | WASTAGE | QTY WITH WASTAGE | UNIT | UNIT LABOR HOURS | TOTAL LABOR HOURS | PER HOUR LABOR RATE | TOTAL LABOR COST | UNIT MATERIAL COST | TOTAL MATERIAL COST | ITEM COST | TRADE COST | UNIT COST WITH MARKUPS | TOTAL COST WITH MARKUPS
|  |  | DIV-01 |  | General | [11 empty] | 2029344.0918 |  |  | 10293401.4296
Plan Design And Permitting
1 |  |  | DIV-01 | General Requirements | Architecture (Assumed By Owner) | 1 | 0% | 1 | LS |  | 0 | 79.332 | 0 |  |  | 0 |  | 0 | 0
2 |  |  | DIV-01 | General Requirements | Engineering (Assumed By Owner) | 1 | 0% | 1 | LS |  | 0 | 79.332 | 0 |  |  | 0 |  | 0 | 0
3 |  |  | DIV-01 | General Requirements | Surveying | 1 | 0% | 1 | LS |  | 0 | 79.332 | 0 |  |  | 0 |  | 0 | 0
4 |  |  | DIV-01 | General Requirements | Soils Report (Assumed By Owner) | 1 | 0% | 1 | LS |  | 0 | 79.332 | 0 |  |  | 0 |  | 0 | 0
5 |  |  | DIV-01 | General Requirements | Geological Report (Assumed By Owner) | 1 | 0% | 1 | LS |  | 0 | 79.332 | 0 |  |  | 0 |  | 0 | 0
6 |  |  | DIV-01 | General Requirements | Concrete Testing | 1 | 0% | 1 | LS |  | 0 | 79.332 | 0 |  |  | 0 |  | 0 | 0
7 |  |  | DIV-01 | General Requirements | Permit Fee | 1 | 0% | 1 | LS | 1946.2641 | 1946.2641 | 79.332 | 154401.0214 |  |  | 154401.0214 |  | 195896.296 | 195896.296
8 |  |  | DIV-01 | General Requirements | Permits (Based On Interior Finish Area) | 1 | 0% | 1 | LS |  | 0 | 79.332 | 0 |  |  | 0 |  | 0 | 0
9 |  |  | DIV-01 | General Requirements | Plan Coordination | 1 | 0% | 1 | LS |  | 0 | 79.332 | 0 |  |  | 0 |  | 0 | 0
10 |  |  | DIV-01 | General Requirements | Roof Inspection | 1 | 0% | 1 | LS |  | 0 | 79.332 | 0 |  |  | 0 |  | 0 | 0
11 |  |  | DIV-01 | General Requirements | Blueprints (?? Pages) | 1 | 0% | 1 | LS |  | 0 | 79.332 | 0 |  |  | 0 |  | 0 | 0
Utilities
12 |  |  | DIV-01 | General Requirements | Utilities During Construction (Based On Interior Finish Area) | 1 | 0% | 1 | LS | 1800.943 | 1800.943 | 79.332 | 142872.4118 |  |  | 142872.4118 |  | 181269.3725 | 181269.3725
13 |  |  | DIV-01 | General Requirements | Port-O-Potty (Based On Interior Finish Area) | 1 | 0% | 1 | LS | 1630.9693 | 1630.9693 | 79.332 | 129388.056 |  |  | 129388.056 |  | 164161.096 | 164161.096
14 |  |  | DIV-01 | General Requirements | Temporary Power (Based On Interior Finish Area) | 1 | 0% | 1 | LS | 843.3811 | 843.3811 | 79.332 | 66907.1093 |  |  | 66907.1093 |  | 84888.3949 | 84888.3949
Equipment And Tools
15 |  |  | DIV-01 | General Requirements | Tool Rentals | 1 | 0% | 1 | LS | 2595.0188 | 2595.0188 | 79.332 | 205868.0286 |  |  | 205868.0286 |  | 261195.0613 | 261195.0613
16 |  |  | DIV-01 | General Requirements | Tool Shed | 1 | 0% | 1 | LS |  | 0 | 79.332 | 0 |  |  | 0 |  | 0 | 0
17 |  |  | DIV-01 | General Requirements | Dust Control | 1 | 0% | 1 | LS |  | 0 | 79.332 | 0 |  |  | 0 |  | 0 | 0
18 |  |  | DIV-01 | General Requirements | Ice, Water, Beverages | 1 | 0% | 1 | LS |  | 0 | 79.332 | 0 |  |  | 0 |  | 0 | 0
19 |  |  | DIV-01 | General Requirements | Garbage Dumpster / Trash Containers | 1 | 0% | 1 | LS | 519.0038 | 519.0038 | 79.332 | 41173.6057 |  |  | 41173.6057 |  | 52239.0123 | 52239.0123
20 |  |  | DIV-01 | General Requirements | Mobilization/Demobilization (Temporary Control & Facilities) | 1 | 0% | 1 | LS | 5709.0413 | 5709.0413 | 79.332 | 452909.6629 |  |  | 452909.6629 |  | 574629.1348 | 574629.1348
Signage And Promotion
21 |  |  | DIV-01 | General Requirements | Job Signs | 1 | 0% | 1 | LS |  | 0 | 79.332 | 0 |  |  | 0 |  | 0 | 0
22 |  |  | DIV-01 | General Requirements | Job Photos | 1 | 0% | 1 | LS |  | 0 | 79.332 | 0 |  |  | 0 |  | 0 | 0
23 |  |  | DIV-01 | General Requirements | Signage | 1 | 0% | 1 | LS |  | 0 | 79.332 | 0 |  |  | 0 |  | 0 | 0
24 |  |  | DIV-01 | General Requirements | Promotion/Entertainment | 1 | 0% | 1 | LS |  | 0 | 79.332 | 0 |  |  | 0 |  | 0 | 0
25 |  |  | DIV-01 | General Requirements | Misc. | 1 | 0% | 1 | LS |  | 0 | 79.332 | 0 |  |  | 0 |  | 0 | 0
Cleaning And Final
26 |  |  | DIV-01 | General Requirements | Trash | 1 | 0% | 1 | LS | 1038.0075 | 1038.0075 | 79.332 | 82347.2114 |  |  | 82347.2114 |  | 104478.0245 | 104478.0245
27 |  |  | DIV-01 | General Requirements | Final Cleaning | 1 | 0% | 1 | LS | 3438.3999 | 3438.3999 | 79.332 | 272775.1379 |  |  | 272775.1379 |  | 346083.4562 | 346083.4562
28 |  |  | DIV-01 | General Requirements | Window Washing (Rough # Of Windows ) | 1 | 0% | 1 | LS |  | 0 | 79.332 | 0 |  |  | 0 |  | 0 | 0
29 |  |  | DIV-01 | General Requirements | Punch List Items | 1 | 0% | 1 | LS |  | 0 | 79.332 | 0 |  |  | 0 |  | 0 | 0
Bonds, Insurance, Legal
30 |  |  | DIV-01 | General Requirements | Casualty Insurance | 1 | 0% | 1 | LS |  | 0 | 79.332 | 0 |  |  | 0 |  | 0 | 0
31 |  |  | DIV-01 | General Requirements | Medical Insurance | 1 | 0% | 1 | LS |  | 0 | 79.332 | 0 |  |  | 0 |  | 0 | 0
32 |  |  | DIV-01 | General Requirements | General Liability Insurance | 1 | 0% | 1 | LS |  | 0 | 79.332 | 0 |  |  | 0 |  | 0 | 0
Project Management & Supervision
33 |  |  | DIV-01 | General Requirements | Project Management & Supervision | 1 | 0% | 1 | LS | 6059.3688 | 6059.3688 | 79.332 | 480701.8468 |  |  | 480701.8468 |  | 609890.4681 | 609890.4681
|  |  | DIV-21 |  | Fire Suppression | [11 empty] | 235280.8894
Fire Suppression Items
34 |  |  | DIV-21 | Fire Suppression | Sprinkler Heads | 70 | 0% | 70 | EA | 0.664 | 46.48 | 124.8534 | 5803.186 | 80 | 5600 | 11403.186 |  | 212.1053 | 14847.3698
35 |  |  | DIV-21 | Fire Suppression | Check Valve | 2 | 0% | 2 | EA | 0.996 | 1.992 | 124.8534 | 248.708 | 120 | 240 | 488.708 |  | 318.1579 | 636.3158
36 |  |  | DIV-21 | Fire Suppression | Ball Valve | 1 | 0% | 1 | EA | 0.498 | 0.498 | 124.8534 | 62.177 | 60 | 60 | 122.177 |  | 159.079 | 159.079
37 |  |  | DIV-21 | Fire Suppression | 1 1/2" Dry Pipe Valve | 1 | 0% | 1 | EA | 2.075 | 2.075 | 124.8534 | 259.0708 | 250 | 250 | 509.0708 |  | 662.829 | 662.829
Fire Suppression Pipes
38 |  |  | DIV-21 | Fire Suppression | 1 1/2" Fire Suppression Pipe | 248 | 5% | 260.4 | LF | 0.121 | 31.5084 | 124.8534 | 3933.9309 | 3.06 | 796.824 | 4730.7549 |  | 23.2571 | 6056.1553
39 |  |  | DIV-21 | Fire Suppression | 1 1/2" Dry Pipe | 85 | 5% | 89.25 | LF | 0.121 | 10.7992 | 124.8534 | 1348.3231 | 3.06 | 273.105 | 1621.4281 |  | 23.2571 | 2075.6984
40 |  |  | DIV-21 | Fire Suppression | 2 1/2" Fire Suppression Pipe | 89 | 5% | 93.45 | LF | 0.134 | 12.5223 | 124.8534 | 1563.4517 | 5.09 | 475.6605 | 2039.1122 |  | 28.0296 | 2619.3647
41 |  |  | DIV-21 | Fire Suppression | 2" Fire Suppression Pipe | 301 | 5% | 316.05 | LF | 0.13 | 41.0865 | 124.8534 | 5129.7892 | 3.15 | 995.5575 | 6125.3467 |  | 24.8031 | 7839.0142
42 |  |  | DIV-21 | Fire Suppression | 6" Fire Suppression Pipe | 395 | 5% | 414.75 | LF | 0.231 | 95.8073 | 124.8534 | 11961.8609 | 18.6 | 7714.35 | 19676.2109 |  | 61.4517 | 25487.0843
43 |  |  | DIV-21 | Fire Suppression | 4" Fire Suppression Pipe | 3183 | 5% | 3342.15 | LF | 0.177 | 591.5606 | 124.8534 | 73858.346 | 10.1 | 33755.715 | 107614.061 |  | 41.5371 | 138823.3596
Pipe Fittings
44 |  |  | DIV-21 | Fire Suppression | Allowance For Fire Suppression Pipe Fittings (105171 Sf) | 105171 | 0% | 105171 | LS | 0.002 | 210.342 | 124.8534 | 26261.9139 | 0.52 | 54688.92 | 80950.8339 |  | 1.0118 | 106413.2784
|  |  | DIV-22 |  | Plumbing | [11 empty] | 1583511.9902
Plumbing Fixture
Plumbing Fixture
45 |  |  | DIV-22 | Plumber | Sk: Sink (Under Mount) Make & Model: Guardian Gbf2172 | 142 | 0% | 142 | EA | 3.35 | 475.7 | 105.4782 | 50175.9797 | 385 | 54670 | 104845.9797 |  | 962.88 | 136728.9623
46 |  |  | DIV-22 | Plumber | Lav-1: Ada Lavatory Make & Model: Tbd | 37 | 0% | 37 | EA | 3.4 | 125.8 | 105.4782 | 13269.1576 | 440 | 16280 | 29549.1576 |  | 1043.0805 | 38593.9797
47 |  |  | DIV-22 | Plumber | Lav-2: Ada Lavatory Make & Model: Tbd | 26 | 0% | 26 | EA | 3.4 | 88.4 | 105.4782 | 9324.2729 | 440 | 11440 | 20764.2729 |  | 1043.0805 | 27120.0939
48 |  |  | DIV-22 | Plumber | Lav-3: Ada Lavatory, Make & Model: Tbd | 23 | 0% | 23 | EA | 3.4 | 78.2 | 105.4782 | 8248.3952 | 440 | 10120 | 18368.3952 |  | 1043.0805 | 23990.8523
49 |  |  | DIV-22 | Plumber | Wc-1: Ada Water Closet, Make & Model: Tbd | 65 | 0% | 65 | EA | 3.45 | 224.25 | 105.4782 | 23653.4863 | 495 | 32175 | 55828.4864 |  | 1123.2811 | 73013.2683
50 |  |  | DIV-22 | Plumber | Wc-1: Ada Water Closet, Make & Model: Tbd | 5 | 0% | 5 | EA | 3.45 | 17.25 | 105.4782 | 1819.4989 | 495 | 2475 | 4294.499 |  | 1123.2811 | 5616.4053
51 |  |  | DIV-22 | Plumber | Wc-1A: Ada Water Closet, Make & Model: Tbd | 20 | 0% | 20 | EA | 3.45 | 69 | 105.4782 | 7277.9958 | 495 | 9900 | 17177.9958 |  | 1123.2811 | 22465.621
52 |  |  | DIV-22 | Plumber | Wc-2: Ada Water Closet, Make & Model: Tbd | 51 | 0% | 51 | EA | 3.45 | 175.95 | 105.4782 | 18558.8893 | 495 | 25245 | 43803.8893 |  | 1123.2811 | 57287.3336
53 |  |  | DIV-22 | Plumber | Es-1: Emergency Shower, Make & Model: Guardian Gbf2172 | 10 | 0% | 10 | EA | 3.65 | 36.5 | 105.4782 | 3849.9543 | 770 | 7700 | 11549.9543 |  | 1517.5924 | 15175.9236
54 |  |  | DIV-22 | Plumber | Wh-1: Wall Hydrant, Make & Model: Zurn Z1320Xl | 12 | 0% | 12 | EA | 2.5 | 30 | 105.4782 | 3164.346 | 275 | 3300 | 6464.346 |  | 702.1099 | 8425.3186
55 |  |  | DIV-22 | Plumber | Hb-1: Hose Bibb, Make & Model: Chicago Faucets 293-E27Cp | 17 | 0% | 17 | EA | 2 | 34 | 105.4782 | 3586.2588 | 220 | 3740 | 7326.2588 |  | 561.6879 | 9548.6944
56 |  |  | DIV-22 | Plumber | Ur-1: Ada Urinal, Make & Model: Tbd | 22 | 0% | 22 | EA | 3.45 | 75.9 | 105.4782 | 8005.7954 | 440 | 9680 | 17685.7954 |  | 1049.7718 | 23094.9797
57 |  |  | DIV-22 | Plumber | Ur-1A: Ada Urinal, Make & Model: Tbd | 2 | 0% | 2 | EA | 3.45 | 6.9 | 105.4782 | 727.7996 | 440 | 880 | 1607.7996 |  | 1049.7718 | 2099.5436
58 |  |  | DIV-22 | Plumber | Ur-2: Ada Urinal, Make & Model: Tbd | 22 | 0% | 22 | EA | 3.45 | 75.9 | 105.4782 | 8005.7954 | 440 | 9680 | 17685.7954 |  | 1049.7718 | 23094.9797
59 |  |  | DIV-22 | Plumber | Ewc-1: Electric Water Heater, Make & Model: Elkay Lzws-Lrpbm28K | 16 | 0% | 16 | EA | 3.85 | 61.6 | 105.4782 | 6497.4571 | 990 | 15840 | 22337.4571 |  | 1838.3944 | 29414.3108
60 |  |  | DIV-22 | Plumber | Msb-1: Mop Service Basin, Make & Model: Chicago Faucets - 445-897Srxkccp | 5 | 0% | 5 | EA | 3.35 | 16.75 | 105.4782 | 1766.7598 | 385 | 1925 | 3691.7599 |  | 962.88 | 4814.4001
61 |  |  | DIV-22 | Plumber | Tp-1: Trap Primer, Make & Model: Tbd | 19 | 0% | 19 | EA | 1.12 | 21.28 | 105.4782 | 2244.5761 | 165 | 3135 | 5379.5761 |  | 370.4123 | 7037.8328
62 |  |  | DIV-22 | Plumber | Tp-2: Trap Primer, Make & Model: Tbd | 13 | 0% | 13 | EA | 1.12 | 14.56 | 105.4782 | 1535.7626 | 165 | 2145 | 3680.7626 |  | 370.4123 | 4815.3593
Plumbing Hot Water Equipment Schedule
63 |  |  | DIV-22 | Plumber | St-1: Hot Water Storage Tank, Make: Lockinvar, Model: Rga0257 | 1 | 0% | 1 | EA | 12 | 12 | 105.4782 | 1265.7384 | 8939.17 | 8939.17 | 10204.9084 |  | 13553.3897 | 13553.3897
64 |  |  | DIV-22 | Plumber | St-2: Hot Water Storage Tank, Make: Lockinvar, Model: Rga0257 | 1 | 0% | 1 | EA | 12 | 12 | 105.4782 | 1265.7384 | 8939.17 | 8939.17 | 10204.9084 |  | 13553.3897 | 13553.3897
65 |  |  | DIV-22 | Plumber | St-3: Hot Water Storage Tank, Make: Lockinvar, Model: Rga0257 | 1 | 0% | 1 | EA | 12 | 12 | 105.4782 | 1265.7384 | 8939.17 | 8939.17 | 10204.9084 |  | 13553.3897 | 13553.3897
66 |  |  | DIV-22 | Plumber | Dwh-1: Domestic Water Heater, Make: Multistack, Model: Msh020Ynhc | 1 | 0% | 1 | EA | 8 | 8 | 105.4782 | 843.8256 | 3500 | 3500 | 4343.8256 |  | 5748.4647 | 5748.4647
Plumbing Pump Schedule
67 |  |  | DIV-22 | Plumber | Cp-1: Domestic Hot Water Recirculation Pump, Manufacturer: Bell & Gosset, Model: Ecocirc Xl N 65-130 | 1 | 0% | 1 | EA | 4 | 4 | 105.4782 | 421.9128 | 950 | 950 | 1371.9128 |  | 1805.007 | 1805.007
68 |  |  | DIV-22 | Plumber | Cp-2: Non Potable Hot Water Recirculation Pump, Manufacturer: Bell & Gosset, Model: Ecocirc Xl N 65-130 | 1 | 0% | 1 | EA | 4 | 4 | 105.4782 | 421.9128 | 950 | 950 | 1371.9128 |  | 1805.007 | 1805.007
69 |  |  | DIV-22 | Plumber | Cp-3: Tempered Water Recirculation Pump, Manufacturer: Bell & Gosset, Model: Ecocirc Xl N 65-130 | 1 | 0% | 1 | EA | 4 | 4 | 105.4782 | 421.9128 | 950 | 950 | 1371.9128 |  | 1805.007 | 1805.007
70 |  |  | DIV-22 | Plumber | Esp-1: Elevator Sump Pump, Make: Zoeller, Model: D163 | 1 | 0% | 1 | EA | 4.12 | 4.12 | 105.4782 | 434.5702 | 1374 | 1374 | 1808.5702 |  | 2387.7555 | 2387.7555
Plumbing Mixing Valve Schedule
71 |  |  | DIV-22 | Plumber | Emv-1: Emergency Mixing Valve, Make: Powers, Model: Etv400-15 | 1 | 0% | 1 | EA | 6 | 6 | 105.4782 | 632.8692 | 2444.14 | 2444.14 | 3077.0092 |  | 4069.6234 | 4069.6234
72 |  |  | DIV-22 | Plumber | Tmv-1: Domestic Hot Water Mixing Valve, Make: Power, Model: Is2100Vl | 1 | 0% | 1 | EA | 8 | 8 | 105.4782 | 843.8256 | 4899 | 4899 | 5742.8256 |  | 7618.2725 | 7618.2725
73 |  |  | DIV-22 | Plumber | Tmv-2: Domestic Hot Water Mixing Valve, Make: Power, Model: Is2100Vl | 1 | 0% | 1 | EA | 8 | 8 | 105.4782 | 843.8256 | 4899 | 4899 | 5742.8256 |  | 7618.2725 | 7618.2725
Interceptor Schedule
74 |  |  | DIV-22 | Plumber | Oi-1: Oil Interceptor, Manufacturer: Stream, Model: Os-50 | 1 | 0% | 1 | EA | 8 | 8 | 105.4782 | 843.8256 | 3200 | 3200 | 4043.8256 |  | 5347.5052 | 5347.5052
75 |  |  | DIV-22 | Plumber | Gt-1: Pou Grease Trap, Manufacturer: Jr Smith, Model: 8050 Gt | 1 | 0% | 1 | EA | 6 | 6 | 105.4782 | 632.8692 | 2999 | 2999 | 3631.8692 |  | 4811.2114 | 4811.2114
Pluming Drain & Cleanout Schedule
76 |  |  | DIV-22 | Plumber | Dsn-1: Down Spout Nozzle, Manufacturer: Zurn, Model: Zf199 | 7 | 0% | 7 | EA | 0.996 | 6.972 | 105.4782 | 735.394 | 120 | 840 | 1575.394 |  | 293.674 | 2055.7178
77 |  |  | DIV-22 | Plumber | 4" Rd-1: Roof Drain, Manufacturer: Zurn, Model: Z100C-Dp-Du-R | 3 | 0% | 3 | EA | 2.075 | 6.225 | 105.4782 | 656.6018 | 250 | 750 | 1406.6018 |  | 611.8208 | 1835.4623
78 |  |  | DIV-22 | Plumber | 6" Rd-1: Roof Drain, Manufacturer: Zurn, Model: Z100C-Dp-Du-R | 15 | 0% | 15 | EA | 2.49 | 37.35 | 105.4782 | 3939.6108 | 300 | 4500 | 8439.6108 |  | 734.1849 | 11012.7738
79 |  |  | DIV-22 | Plumber | 4" Od-1: Overflow Drain, Manufacturer: Zurn, Model: Zc100C-Dp-Du-R-W4 | 5 | 0% | 5 | EA | 1.66 | 8.3 | 105.4782 | 875.4691 | 200 | 1000 | 1875.4691 |  | 489.4566 | 2447.2831
80 |  |  | DIV-22 | Plumber | 6" Od-1: Overflow Drain, Manufacturer: Zurn, Model: Zc100C-Dp-Du-R-W4 | 16 | 0% | 16 | EA | 2.075 | 33.2 | 105.4782 | 3501.8762 | 250 | 4000 | 7501.8762 |  | 611.8208 | 9789.1323
81 |  |  | DIV-22 | Plumber | 3" Fd-1: Floor Drain, Manufacturer: Zurn, Model: Fd2254-Cp | 16 | 0% | 16 | EA | 1.826 | 29.216 | 105.4782 | 3081.6511 | 220 | 3520 | 6601.6511 |  | 538.4023 | 8614.4364
82 |  |  | DIV-22 | Plumber | 4" Fd-2: Floor Drain, Manufacturer: Zurn, Model: Z415C-G-Y | 34 | 0% | 34 | EA | 2.075 | 70.55 | 105.4782 | 7441.487 | 250 | 8500 | 15941.487 |  | 611.8208 | 20801.9061
83 |  |  | DIV-22 | Plumber | Fco: Floor Cleanout, Manufacturer: Zurn, Model: Z14400-Bz1 | 28 | 0% | 28 | EA | 2.49 | 69.72 | 105.4782 | 7353.9401 | 300 | 8400 | 15753.9401 |  | 734.1849 | 20557.1778
Plumbing Items
84 |  |  | DIV-22 | Plumber | 4" Dia Reduced Pressure Backflow Preventer | 2 | 0% | 2 | EA | 4.23 | 8.46 | 105.4782 | 892.3456 | 1500 | 3000 | 3892.3456 |  | 2570.8793 | 5141.7585
85 |  |  | DIV-22 | Plumber | 2" Dia Reduced Pressure Backflow Preventer | 2 | 0% | 2 | EA | 4 | 8 | 105.4782 | 843.8256 | 950 | 1900 | 2743.8256 |  | 1805.007 | 3610.014
86 |  |  | DIV-22 | Plumber | Balancing Valve Assembly | 12 | 0% | 12 | EA | 3.25 | 39 | 105.4782 | 4113.6498 | 400 | 4800 | 8913.6498 |  | 969.5454 | 11634.5453
87 |  |  | DIV-22 | Plumber | Ball Valve | 85 | 0% | 85 | EA | 1.12 | 95.2 | 105.4782 | 10041.5246 | 150 | 12750 | 22791.5246 |  | 350.3643 | 29780.9636
Plumbing Pipe
Cold Water Pipe
88 |  |  | DIV-22 | Plumber | 3/4'' Dia Cold Water Pipe | 417.92 | 5% | 438.816 | LF | 0.126 | 55.2908 | 105.4782 | 5831.9757 | 4.82 | 2115.0931 | 7947.0689 |  | 23.3041 | 10226.2082
89 |  |  | DIV-22 | Plumber | 1/2'' Dia Cold Water Pipe | 82.29 | 5% | 86.4045 | LF | 0.116 | 10.0229 | 105.4782 | 1057.1998 | 3.13 | 270.4461 | 1327.6459 |  | 19.7071 | 1702.782
90 |  |  | DIV-22 | Plumber | 1 1/4'' Dia Cold Water Pipe | 173.89 | 5% | 182.5845 | LF | 0.166 | 30.309 | 105.4782 | 3196.9416 | 12.3 | 2245.7894 | 5442.731 |  | 38.6544 | 7057.6883
91 |  |  | DIV-22 | Plumber | 1 1/2'' Dia Cold Water Pipe | 41.39 | 5% | 43.4595 | LF | 0.186 | 8.0835 | 105.4782 | 852.6295 | 16.3 | 708.3899 | 1561.0194 |  | 46.677 | 2028.5592
92 |  |  | DIV-22 | Plumber | 2'' Dia Cold Water Pipe | 142.01 | 5% | 149.1105 | LF | 0.216 | 32.2079 | 105.4782 | 3397.2279 | 29.8 | 4443.4929 | 7840.7208 |  | 68.7349 | 10249.1021
93 |  |  | DIV-22 | Plumber | 3'' Dia Cold Water Pipe | 1459.83 | 5% | 1532.8215 | LF | 0.276 | 423.0587 | 105.4782 | 44623.4738 | 72.9 | 111742.6874 | 156366.1611 |  | 134.369 | 205963.6762
94 |  |  | DIV-22 | Plumber | 4'' Dia Cold Water Pipe | 114.88 | 5% | 120.624 | LF | 0.316 | 38.1172 | 105.4782 | 4020.532 | 105 | 12665.52 | 16686.052 |  | 182.6247 | 22028.9189
Hot Water Pipe
95 |  |  | DIV-22 | Plumber | 3/4'' Dia Hot Water Pipe | 371.53 | 5% | 390.1065 | LF | 0.126 | 49.1534 | 105.4782 | 5184.6142 | 4.82 | 1880.3133 | 7064.9275 |  | 23.3041 | 9091.0776
96 |  |  | DIV-22 | Plumber | 1/2'' Dia Hot Water Pipe | 85.86 | 5% | 90.153 | LF | 0.116 | 10.4577 | 105.4782 | 1103.0644 | 3.13 | 282.1789 | 1385.2433 |  | 19.7071 | 1776.654
97 |  |  | DIV-22 | Plumber | 1'' Dia Hot Water Pipe | 87.09 | 5% | 91.4445 | LF | 0.146 | 13.3509 | 105.4782 | 1408.2286 | 8.66 | 791.9094 | 2200.138 |  | 31.1129 | 2845.102
98 |  |  | DIV-22 | Plumber | 2'' Dia Hot Water Pipe | 2207.81 | 5% | 2318.2005 | LF | 0.216 | 500.7313 | 105.4782 | 52816.2371 | 29.8 | 69082.3749 | 121898.612 |  | 68.7349 | 159341.3847
99 |  |  | DIV-22 | Plumber | 1'' Dia Hot Water Return Pipe | 1851.81 | 5% | 1944.4005 | LF | 0.146 | 283.8825 | 105.4782 | 29943.4123 | 8.66 | 16838.5083 | 46781.9206 |  | 31.1129 | 60495.9045
100 |  |  | DIV-22 | Plumber | 3/4'' Dia Hot Water Return Ipe | 486.63 | 5% | 510.9615 | LF | 0.126 | 64.3811 | 105.4782 | 6790.8077 | 4.82 | 2462.8344 | 9253.6421 |  | 23.3041 | 11907.4936
101 |  |  | DIV-22 | Plumber | 1/2'' Dia Hot Water Return Ipe | 228.61 | 5% | 240.0405 | LF | 0.116 | 27.8447 | 105.4782 | 2937.0086 | 3.13 | 751.3268 | 3688.3354 |  | 19.7071 | 4730.5017
102 |  |  | DIV-22 | Plumber | 2'' Non-Portable Cold Water Pipe | 752.28 | 5% | 789.894 | LF | 0.216 | 170.6171 | 105.4782 | 17996.385 | 29.8 | 23538.8412 | 41535.2262 |  | 68.7349 | 54293.3209
103 |  |  | DIV-22 | Plumber | 2'' Non-Portable Hot Water Pipe | 244.12 | 5% | 256.326 | LF | 0.216 | 55.3664 | 105.4782 | 5839.9499 | 29.8 | 7638.5148 | 13478.4647 |  | 68.7349 | 17618.5536
104 |  |  | DIV-22 | Plumber | 3/4 '' Non-Portable Hot Water Return Pipe | 242.7 | 5% | 254.835 | LF | 0.126 | 32.1092 | 105.4782 | 3386.8217 | 4.82 | 1228.3047 | 4615.1264 |  | 23.3041 | 5938.6982
105 |  |  | DIV-22 | Plumber | 2'' Tempered Water Pipe | 880.32 | 5% | 924.336 | LF | 0.216 | 199.6566 | 105.4782 | 21059.4163 | 29.8 | 27545.2128 | 48604.6291 |  | 68.7349 | 63534.1845
106 |  |  | DIV-22 | Plumber | 2'' Tempered Water Return Pipe | 894.02 | 5% | 938.721 | LF | 0.216 | 202.7637 | 105.4782 | 21387.1539 | 29.8 | 27973.8858 | 49361.0397 |  | 68.7349 | 64522.9367
Waste Pipe
107 |  |  | DIV-22 | Plumber | 4'' Sanitary Sewer Pipe | 397.83 | 5% | 417.7215 | LF | 0.177 | 73.9367 | 105.4782 | 7798.7106 | 10.1 | 4218.9871 | 12017.6978 |  | 37.1861 | 15533.4242
108 |  |  | DIV-22 | Plumber | 6'' Sanitary Sewer Pipe | 479.14 | 5% | 503.097 | LF | 0.231 | 116.2154 | 105.4782 | 12258.1919 | 18.6 | 9357.6042 | 21615.7961 |  | 55.7732 | 28059.3157
109 |  |  | DIV-22 | Plumber | 6'' Dia Grease Waste Pipe | 107.24 | 5% | 112.602 | LF | 0.231 | 26.0111 | 105.4782 | 2743.6 | 18.6 | 2094.3972 | 4837.9972 |  | 55.7732 | 6280.1707
Drain Pipe
110 |  |  | DIV-22 | Plumber | 4'' Dia Rainwater Pipe | 14.32 | 5% | 15.036 | LF | 0.177 | 2.6614 | 105.4782 | 280.7167 | 10.1 | 151.8636 | 432.5803 |  | 37.1861 | 559.1299
111 |  |  | DIV-22 | Plumber | 6'' Dia Rainwater Pipe | 403.52 | 5% | 423.696 | LF | 0.231 | 97.8738 | 105.4782 | 10323.5497 | 18.6 | 7880.7456 | 18204.2953 |  | 55.7732 | 23630.87
112 |  |  | DIV-22 | Plumber | 8'' Dia Rainwater Pipe | 975.67 | 5% | 1024.4535 | LF | 0.236 | 241.771 | 105.4782 | 25501.5726 | 33.1 | 33909.4109 | 59410.9835 |  | 75.822 | 77676.1228
113 |  |  | DIV-22 | Plumber | 10'' Dia Rainwater Pipe | 530.07 | 5% | 556.5735 | LF | 0.252 | 140.2565 | 105.4782 | 14794.0055 | 33.67 | 18739.8297 | 33533.8352 |  | 78.725 | 43816.271
114 |  |  | DIV-22 | Plumber | 4'' Dia Overflow Rainwater Pipe | 6.33 | 5% | 6.6465 | LF | 0.177 | 1.1764 | 105.4782 | 124.0878 | 10.1 | 67.1296 | 191.2174 |  | 37.1861 | 247.1573
115 |  |  | DIV-22 | Plumber | 6'' Dia Overflow Rainwater Pipe | 255.3 | 5% | 268.065 | LF | 0.231 | 61.923 | 105.4782 | 6531.5282 | 18.6 | 4986.009 | 11517.5372 |  | 55.7732 | 14950.8354
116 |  |  | DIV-22 | Plumber | 8'' Dia Overflow Rainwater Pipe | 500.53 | 5% | 525.5565 | LF | 0.236 | 124.0313 | 105.4782 | 13082.6019 | 33.1 | 17395.9202 | 30478.522 |  | 75.822 | 39848.7498
117 |  |  | DIV-22 | Plumber | 10'' Dia Overflow Rainwater Pipe | 282.1 | 5% | 296.205 | LF | 0.252 | 74.6437 | 105.4782 | 7873.2789 | 33.67 | 9973.2224 | 17846.5012 |  | 78.725 | 23318.7504
118 |  |  | DIV-22 | Plumber | 15'' Dia Rainwater Pipe | 301.03 | 5% | 316.0815 | LF | 0.302 | 95.4566 | 105.4782 | 10068.5917 | 49.12 | 15525.9233 | 25594.515 |  | 106.0657 | 33525.4144
Vent Pipe
119 |  |  | DIV-22 | Plumber | 2'' Dia Vent Pipe | 451.83 | 5% | 474.4215 | LF | 0.13 | 61.6748 | 105.4782 | 6505.3464 | 3.15 | 1494.4277 | 7999.7741 |  | 21.6074 | 10251.0082
120 |  |  | DIV-22 | Plumber | 3'' Dia Vent Pipe | 248.03 | 5% | 260.4315 | LF | 0.146 | 38.023 | 105.4782 | 4010.5975 | 7.98 | 2078.2434 | 6088.8409 |  | 30.204 | 7866.0837
121 |  |  | DIV-22 | Plumber | 4'' Dia Grease Vent Pipe | 22.35 | 5% | 23.4675 | LF | 0.177 | 4.1537 | 105.4782 | 438.1298 | 10.1 | 237.0217 | 675.1516 |  | 37.1861 | 872.6643
122 |  |  | DIV-22 | Plumber | 6'' Dia Grease Vent Pipe | 33.11 | 5% | 34.7655 | LF | 0.231 | 8.0308 | 105.4782 | 847.0775 | 18.6 | 646.6383 | 1493.7158 |  | 55.7732 | 1938.9822
Pipes Riser
123 |  |  | DIV-22 | Plumber | 2'' Tempered Water Pipe Up (14'-0'' H) | 3 | 0% | 3 | EA | 0.3735 | 1.1205 | 105.4782 | 118.1883 | 45 | 135 | 253.1883 |  | 110.1277 | 330.3832
124 |  |  | DIV-22 | Plumber | 2'' Tempered Water Return Pipe Up (14'-0'' H) | 3 | 0% | 3 | EA | 0.3735 | 1.1205 | 105.4782 | 118.1883 | 45 | 135 | 253.1883 |  | 110.1277 | 330.3832
125 |  |  | DIV-22 | Plumber | 2-1/2'' Non-Portable Cold Water Pipe Up (14'-0'' H) | 2 | 0% | 2 | EA | 0.4565 | 0.913 | 105.4782 | 96.3016 | 55 | 110 | 206.3016 |  | 134.6006 | 269.2011
126 |  |  | DIV-22 | Plumber | 3/4'' Non-Portable Hot Water Pipe Up (14'-0'' H) | 2 | 0% | 2 | EA | 0.166 | 0.332 | 105.4782 | 35.0188 | 20 | 40 | 75.0188 |  | 48.9457 | 97.8913
127 |  |  | DIV-22 | Plumber | 1 1/2'' Non-Portable Hot Water Return Pipe Up (14'-0'' H) | 2 | 0% | 2 | EA | 0.2905 | 0.581 | 105.4782 | 61.2828 | 35 | 70 | 131.2828 |  | 85.6549 | 171.3098
128 |  |  | DIV-22 | Plumber | 2'' Hot Water Pipe Up (14'-0'' H) | 4 | 0% | 4 | EA | 0.3735 | 1.494 | 105.4782 | 157.5844 | 45 | 180 | 337.5844 |  | 110.1277 | 440.511
129 |  |  | DIV-22 | Plumber | 3'' Cold Water Pipe Up (14'-0'' H) | 3 | 0% | 3 | EA | 0.5395 | 1.6185 | 105.4782 | 170.7165 | 65 | 195 | 365.7165 |  | 159.0734 | 477.2202
130 |  |  | DIV-22 | Plumber | 1'' Hot Water Return Pipe Up (14'-0'' H) | 4 | 0% | 4 | EA | 0.2075 | 0.83 | 105.4782 | 87.5469 | 25 | 100 | 187.5469 |  | 61.1821 | 244.7283
131 |  |  | DIV-22 | Plumber | 3/4'' Hot Water Pipe Up (14'-0'' H) | 2 | 0% | 2 | EA | 0.166 | 0.332 | 105.4782 | 35.0188 | 20 | 40 | 75.0188 |  | 48.9457 | 97.8913
132 |  |  | DIV-22 | Plumber | 1/2'' Hot Water Pipe Up (14'-0'' H) | 2 | 0% | 2 | EA | 0.1245 | 0.249 | 105.4782 | 26.2641 | 15 | 30 | 56.2641 |  | 36.7092 | 73.4185
133 |  |  | DIV-22 | Plumber | 3/4'' Cold Water Pipe Up (14'-0'' H) | 2 | 0% | 2 | EA | 0.166 | 0.332 | 105.4782 | 35.0188 | 20 | 40 | 75.0188 |  | 48.9457 | 97.8913
134 |  |  | DIV-22 | Plumber | 1 1/4'' Cold Water Pipe Up (14'-0'' H) | 1 | 0% | 1 | EA | 0.249 | 0.249 | 105.4782 | 26.2641 | 30 | 30 | 56.2641 |  | 73.4185 | 73.4185
135 |  |  | DIV-22 | Plumber | 1 1/2'' Tempered Water Pipe Up (14'-0'' H) | 1 | 0% | 1 | EA | 0.2905 | 0.2905 | 105.4782 | 30.6414 | 35 | 35 | 65.6414 |  | 85.6549 | 85.6549
136 |  |  | DIV-22 | Plumber | 4'' Sanitary Sewer Pipe Up (14'-0'' H) | 1 | 0% | 1 | EA | 0.415 | 0.415 | 105.4782 | 43.7735 | 50 | 50 | 93.7735 |  | 122.3642 | 122.3642
137 |  |  | DIV-22 | Plumber | 4'' Sanitary Sewer Pipe Up (5'-0'' H) | 8 | 0% | 8 | EA | 0.332 | 2.656 | 105.4782 | 280.1501 | 40 | 320 | 600.1501 |  | 97.8913 | 783.1306
138 |  |  | DIV-22 | Plumber | 4'' Rainwater Pipe Up (5'-0'' H) | 17 | 0% | 17 | EA | 0.332 | 5.644 | 105.4782 | 595.319 | 40 | 680 | 1275.319 |  | 97.8913 | 1664.1525
139 |  |  | DIV-22 | Plumber | 4'' Grease Waste Pipe Up (5'-0'' H) | 2 | 0% | 2 | EA | 0.3735 | 0.747 | 105.4782 | 78.7922 | 45 | 90 | 168.7922 |  | 110.1277 | 220.2555
140 |  |  | DIV-22 | Plumber | 4'' Grease Vent Pipe Up (14'-0'' H) | 1 | 0% | 1 | EA | 0.415 | 0.415 | 105.4782 | 43.7735 | 50 | 50 | 93.7735 |  | 122.3642 | 122.3642
141 |  |  | DIV-22 | Plumber | 4'' Rainwater Pipe Up (14'-0'' H) | 3 | 0% | 3 | EA | 0.415 | 1.245 | 105.4782 | 131.3204 | 50 | 150 | 281.3204 |  | 122.3642 | 367.0925
142 |  |  | DIV-22 | Plumber | 6'' Rainwater Pipe Up (14'-0'' H) | 13 | 0% | 13 | EA | 0.6225 | 8.0925 | 105.4782 | 853.5823 | 75 | 975 | 1828.5823 |  | 183.5462 | 2386.101
143 |  |  | DIV-22 | Plumber | 8'' Rainwater Pipe Up (14'-0'' H) | 6 | 0% | 6 | EA | 0.913 | 5.478 | 105.4782 | 577.8096 | 110 | 660 | 1237.8096 |  | 269.2011 | 1615.2068
144 |  |  | DIV-22 | Plumber | 10'' Rainwater Pipe Up (14'-0'' H) | 6 | 0% | 6 | EA | 1.162 | 6.972 | 105.4782 | 735.394 | 140 | 840 | 1575.394 |  | 342.6196 | 2055.7178
145 |  |  | DIV-22 | Plumber | 4'' Overflow Rainwater Pipe Up (14'-0'' H) | 4 | 0% | 4 | EA | 0.415 | 1.66 | 105.4782 | 175.0938 | 50 | 200 | 375.0938 |  | 122.3642 | 489.4566
146 |  |  | DIV-22 | Plumber | 6'' Overflow Rainwater Pipe Up (14'-0'' H) | 12 | 0% | 12 | EA | 0.6225 | 7.47 | 105.4782 | 787.9222 | 75 | 900 | 1687.9222 |  | 183.5462 | 2202.5548
147 |  |  | DIV-22 | Plumber | 8'' Overflow Rainwater Pipe Up (14'-0'' H) | 2 | 0% | 2 | EA | 0.913 | 1.826 | 105.4782 | 192.6032 | 110 | 220 | 412.6032 |  | 269.2011 | 538.4023
148 |  |  | DIV-22 | Plumber | 10'' Overflow Rainwater Pipe Up (14'-0'' H) | 2 | 0% | 2 | EA | 1.162 | 2.324 | 105.4782 | 245.1313 | 140 | 280 | 525.1313 |  | 342.6196 | 685.2393
149 |  |  | DIV-22 | Plumber | 3" Vtr (44'-0'' H) | 4 | 0% | 4 | EA | 2.075 | 8.3 | 105.4782 | 875.4691 | 250 | 1000 | 1875.4691 |  | 611.8208 | 2447.2831
150 |  |  | DIV-22 | Plumber | 4" Gvtr (44'-0'' H) | 1 | 0% | 1 | EA | 2.49 | 2.49 | 105.4782 | 262.6407 | 300 | 300 | 562.6407 |  | 734.1849 | 734.1849
151 |  |  | DIV-22 | Plumber | 4" Vtr (44'-0'' H) | 4 | 0% | 4 | EA | 2.49 | 9.96 | 105.4782 | 1050.5629 | 300 | 1200 | 2250.5629 |  | 734.1849 | 2936.7397
Pipe Fittings
152 |  |  | DIV-22 | Plumber | Allowance For Plumbing Pipe Fittings (105171 Sf) | 105171 | 0% | 105171 | LS | 0.008 | 841.368 | 105.4782 | 88745.9822 | 1.2 | 126205.2 | 214951.1822 |  | 2.6744 | 281273.7154
|  |  | DIV-23 |  | Hvac | [11 empty] | 3350608.4058
Mechanical Equipment
Diffuser & Grill
153 |  |  | DIV-23 | Mechanical | Er-1 – Exhaust Return Ceiling Grille (Lay-In) Manufacturer: Titus Model: Pxp-Aa Cfm: 50 | 20 | 0% | 20 | EA | 0.996 | 19.92 | 118.2114 | 2354.7711 | 120 | 2400 | 4754.7711 |  | 309.7646 | 6195.2919
154 |  |  | DIV-23 | Mechanical | Er-1 – Exhaust Return Ceiling Grille (Lay-In) Manufacturer: Titus Model: Pxp-Aa Cfm: 75 | 13 | 0% | 13 | EA | 1.079 | 14.027 | 118.2114 | 1658.1513 | 130 | 1690 | 3348.1513 |  | 335.5783 | 4362.518
155 |  |  | DIV-23 | Mechanical | Er-1 – Exhaust Return Ceiling Grille (Lay-In) Manufacturer: Titus Model: Pxp-Aa Cfm: 100 | 4 | 0% | 4 | EA | 1.162 | 4.648 | 118.2114 | 549.4466 | 140 | 560 | 1109.4466 |  | 361.392 | 1445.5681
156 |  |  | DIV-23 | Mechanical | Er-2 – Exhaust Return Ceiling Grille (Lay-In) Manufacturer: Titus Model: Pxp-Aa Cfm: 105 | 7 | 0% | 7 | EA | 1.2035 | 8.4245 | 118.2114 | 995.8719 | 145 | 1015 | 2010.8719 |  | 374.2989 | 2620.0922
157 |  |  | DIV-23 | Mechanical | Er-2 – Exhaust Return Ceiling Grille (Lay-In) Manufacturer: Titus Model: Pxp-Aa Cfm: 125 | 16 | 0% | 16 | EA | 1.2865 | 20.584 | 118.2114 | 2433.2635 | 155 | 2480 | 4913.2635 |  | 400.1126 | 6401.8016
158 |  |  | DIV-23 | Mechanical | Er-2 – Exhaust Return Ceiling Grille (Lay-In) Manufacturer: Titus Model: Pxp-Aa Cfm: 150 | 5 | 0% | 5 | EA | 1.3695 | 6.8475 | 118.2114 | 809.4526 | 165 | 825 | 1634.4526 |  | 425.9263 | 2129.6316
159 |  |  | DIV-23 | Mechanical | Er-2 – Exhaust Return Ceiling Grille (Lay-In) Manufacturer: Titus Model: Pxp-Aa Cfm: 165 | 1 | 0% | 1 | EA | 1.4525 | 1.4525 | 118.2114 | 171.7021 | 175 | 175 | 346.7021 |  | 451.74 | 451.74
160 |  |  | DIV-23 | Mechanical | Er-2 – Exhaust Return Ceiling Grille (Lay-In) Manufacturer: Titus Model: Pxp-Aa Cfm: 185 | 3 | 0% | 3 | EA | 1.5355 | 4.6065 | 118.2114 | 544.5408 | 185 | 555 | 1099.5408 |  | 477.5538 | 1432.6613
161 |  |  | DIV-23 | Mechanical | Er-3 – Exhaust Return Ceiling Grille (Lay-In) Manufacturer: Titus Model: Pxp-Aa Cfm: 210 | 1 | 0% | 1 | EA | 1.66 | 1.66 | 118.2114 | 196.2309 | 200 | 200 | 396.2309 |  | 516.2743 | 516.2743
162 |  |  | DIV-23 | Mechanical | Er-3 – Exhaust Return Ceiling Grille (Lay-In) Manufacturer: Titus Model: Pxp-Aa Cfm: 350 | 3 | 0% | 3 | EA | 2.158 | 6.474 | 118.2114 | 765.3006 | 260 | 780 | 1545.3006 |  | 671.1566 | 2013.4699
163 |  |  | DIV-23 | Mechanical | Er-3 – Exhaust Return Ceiling Grille (Lay-In) Manufacturer: Titus Model: Pxp-Aa Cfm: 325 | 35 | 0% | 35 | EA | 2.075 | 72.625 | 118.2114 | 8585.1029 | 250 | 8750 | 17335.1029 |  | 645.3429 | 22587.0017
164 |  |  | DIV-23 | Mechanical | Er-3 – Exhaust Return Ceiling Grille (Lay-In) Manufacturer: Titus Model: Pxp-Aa Cfm: 820 | 1 | 0% | 1 | EA | 4.98 | 4.98 | 118.2114 | 588.6928 | 600 | 600 | 1188.6928 |  | 1548.823 | 1548.823
165 |  |  | DIV-23 | Mechanical | Er-4 – Exhaust Return Ceiling Grille (Lay-In) Manufacturer: Titus Model: Pxp-Aa Cfm: 365 | 12 | 0% | 12 | EA | 2.241 | 26.892 | 118.2114 | 3178.941 | 270 | 3240 | 6418.941 |  | 696.9703 | 8363.6441
166 |  |  | DIV-23 | Mechanical | Er-4 – Exhaust Return Ceiling Grille (Lay-In) Manufacturer: Titus Model: Pxp-Aa Cfm: 385 | 2 | 0% | 2 | EA | 2.324 | 4.648 | 118.2114 | 549.4466 | 280 | 560 | 1109.4466 |  | 722.7841 | 1445.5681
167 |  |  | DIV-23 | Mechanical | Er-4 – Exhaust Return Ceiling Grille (Lay-In) Manufacturer: Titus Model: Pxp-Aa Cfm: 400 | 2 | 0% | 2 | EA | 2.407 | 4.814 | 118.2114 | 569.0697 | 290 | 580 | 1149.0697 |  | 748.5978 | 1497.1955
168 |  |  | DIV-23 | Mechanical | Er-8 – Exhaust Return Ceiling Grille (Lay-In) Manufacturer: Titus Model: — | 4 | 0% | 4 | EA | 3.32 | 13.28 | 118.2114 | 1569.8474 | 400 | 1600 | 3169.8474 |  | 1032.5486 | 4130.1946
169 |  |  | DIV-23 | Mechanical | Sd-1 – Supply Ceiling Diffuser (Lay-In) Manufacturer: Titus Model: Omni-Aa Cfm: 15 | 2 | 0% | 2 | EA | 0.913 | 1.826 | 118.2114 | 215.854 | 110 | 220 | 435.854 |  | 283.9509 | 567.9018
170 |  |  | DIV-23 | Mechanical | Sd-1 – Supply Ceiling Diffuser (Lay-In) Manufacturer: Titus Model: Omni-Aa Cfm: 20 | 1 | 0% | 1 | EA | 0.9545 | 0.9545 | 118.2114 | 112.8328 | 115 | 115 | 227.8328 |  | 296.8577 | 296.8577
171 |  |  | DIV-23 | Mechanical | Sd-1 – Supply Ceiling Diffuser (Lay-In) Manufacturer: Titus Model: Omni-Aa Cfm: 35 | 2 | 0% | 2 | EA | 0.996 | 1.992 | 118.2114 | 235.4771 | 120 | 240 | 475.4771 |  | 309.7646 | 619.5292
172 |  |  | DIV-23 | Mechanical | Sd-1 – Supply Ceiling Diffuser (Lay-In) Manufacturer: Titus Model: Omni-Aa Cfm: 40 | 2 | 0% | 2 | EA | 1.0375 | 2.075 | 118.2114 | 245.2887 | 125 | 250 | 495.2887 |  | 322.6715 | 645.3429
173 |  |  | DIV-23 | Mechanical | Sd-1 – Supply Ceiling Diffuser (Lay-In) Manufacturer: Titus Model: Omni-Aa Cfm: 50 | 2 | 0% | 2 | EA | 1.079 | 2.158 | 118.2114 | 255.1002 | 130 | 260 | 515.1002 |  | 335.5783 | 671.1566
174 |  |  | DIV-23 | Mechanical | Sd-2 – Supply Ceiling Diffuser (Lay-In) Manufacturer: Titus Model: Omni-A Cfm: 100 | 18 | 0% | 18 | EA | 1.328 | 23.904 | 118.2114 | 2825.7253 | 160 | 2880 | 5705.7253 |  | 413.0195 | 7434.3503
175 |  |  | DIV-23 | Mechanical | Sd-2 – Supply Ceiling Diffuser (Lay-In) Manufacturer: Titus Model: Omni-A Cfm: 120 | 3 | 0% | 3 | EA | 1.411 | 4.233 | 118.2114 | 500.3889 | 170 | 510 | 1010.3889 |  | 438.8332 | 1316.4995
176 |  |  | DIV-23 | Mechanical | Sd-2 – Supply Ceiling Diffuser (Lay-In) Manufacturer: Titus Model: Omni-A Cfm: 160 | 9 | 0% | 9 | EA | 1.494 | 13.446 | 118.2114 | 1589.4705 | 180 | 1620 | 3209.4705 |  | 464.6469 | 4181.822
177 |  |  | DIV-23 | Mechanical | Sd-4 – Supply Ceiling Diffuser (Lay-In) Manufacturer: Titus Model: Omni-Aa Cfm: 360 | 6 | 0% | 6 | EA | 2.656 | 15.936 | 118.2114 | 1883.8169 | 320 | 1920 | 3803.8169 |  | 826.0389 | 4956.2335
178 |  |  | DIV-23 | Mechanical | Sd-4 – Supply Ceiling Diffuser (Lay-In) Manufacturer: Titus Model: Omni-Aa Cfm: 390 | 3 | 0% | 3 | EA | 2.822 | 8.466 | 118.2114 | 1000.7777 | 340 | 1020 | 2020.7777 |  | 877.6664 | 2632.9991
179 |  |  | DIV-23 | Mechanical | Sd-5 – Supply Ceiling Diffuser (Lay-In) Manufacturer: Titus Model: Omni-Aa Cfm: 535 | 5 | 0% | 5 | EA | 3.735 | 18.675 | 118.2114 | 2207.5979 | 450 | 2250 | 4457.5979 |  | 1161.6172 | 5808.0862
180 |  |  | DIV-23 | Mechanical | Sd-6 – Kitchen Supply Ceiling Diffuser (Lay-In) Manufacturer: Titus Model: Pmc-Aa Cfm: 215 | 11 | 0% | 11 | EA | 2.49 | 27.39 | 118.2114 | 3237.8102 | 300 | 3300 | 6537.8102 |  | 774.4115 | 8518.5264
181 |  |  | DIV-23 | Mechanical | Ld-1 – Supply Linear Diffuser (Lay-In) Manufacturer: Titus Model: Fl-15-Ht Cfm: 150 | 27 | 0% | 27 | EA | 2.324 | 62.748 | 118.2114 | 7417.5289 | 280 | 7560 | 14977.5289 |  | 722.7841 | 19515.1695
182 |  |  | DIV-23 | Mechanical | Eg-7 – Exhaust Grille, Sidewall Manufacturer: Titus Model: 350Rl Cfm: 2610 | 1 | 0% | 1 | EA | 3.65 | 3.65 | 118.2114 | 431.4716 | 750 | 750 | 1181.4716 |  | 1549.8284 | 1549.8284
183 |  |  | DIV-23 | Mechanical | Eg-4 – Exhaust Grille, Sidewall Manufacturer: Titus Model: 350Rl Cfm: 780 | 1 | 0% | 1 | EA | 2.656 | 2.656 | 118.2114 | 313.9695 | 320 | 320 | 633.9695 |  | 826.0389 | 826.0389
184 |  |  | DIV-23 | Mechanical | Eg-8 – Exhaust Grille, Sidewall Manufacturer: Titus Model: 350Rl Cfm: 4240 | 1 | 0% | 1 | EA | 4.12 | 4.12 | 118.2114 | 487.031 | 1200 | 1200 | 1687.031 |  | 2221.7586 | 2221.7586
185 |  |  | DIV-23 | Mechanical | Sa-1 – Supply Ceiling Diffuser (Lay-In) Manufacturer: Titus Model: Omni-Aa | 1 | 0% | 1 | EA | 1.245 | 1.245 | 118.2114 | 147.1732 | 150 | 150 | 297.1732 |  | 387.2057 | 387.2057
186 |  |  | DIV-23 | Mechanical | Sa-2 – Supply Ceiling Diffuser (Lay-In) Manufacturer: Titus Model: Omni-Aa | 1 | 0% | 1 | EA | 1.245 | 1.245 | 118.2114 | 147.1732 | 150 | 150 | 297.1732 |  | 387.2057 | 387.2057
187 |  |  | DIV-23 | Mechanical | Rr-5 – Return Air Ceiling Grille (Lay-In) Manufacturer: Titus Model: Pxp-Aa Cfm: 600 | 6 | 0% | 6 | EA | 2.324 | 13.944 | 118.2114 | 1648.3398 | 280 | 1680 | 3328.3398 |  | 722.7841 | 4336.7043
188 |  |  | DIV-23 | Mechanical | Rr-6 – Return Air Ceiling Grille (Lay-In) Manufacturer: Titus Model: Pxp-Aacfm: 800 | 7 | 0% | 7 | EA | 2.656 | 18.592 | 118.2114 | 2197.7863 | 320 | 2240 | 4437.7863 |  | 826.0389 | 5782.2724
189 |  |  | DIV-23 | Mechanical | Rg-1 – Return Air Sidewall Grille Manufacturer: Titus Model: 350Rl Cfm: 120 | 2 | 0% | 2 | EA | 1.245 | 2.49 | 118.2114 | 294.3464 | 150 | 300 | 594.3464 |  | 387.2057 | 774.4115
190 |  |  | DIV-23 | Mechanical | Rg-5 – Return Air Sidewall Grille Manufacturer: Titus Model: 350Rl Cfm: 3200 | 1 | 0% | 1 | EA | 3.85 | 3.85 | 118.2114 | 455.1139 | 900 | 900 | 1355.1139 |  | 1780.3043 | 1780.3043
191 |  |  | DIV-23 | Mechanical | Rg-6 – Return Air Sidewall Grille Manufacturer: Titus Model: 350Rl Cfm: 1600 | 1 | 0% | 1 | EA | 3.735 | 3.735 | 118.2114 | 441.5196 | 450 | 450 | 891.5196 |  | 1161.6172 | 1161.6172
192 |  |  | DIV-23 | Mechanical | Rg-8 – Return Air Sidewall Grille Manufacturer: Titus Model: 350Rl Cfm: 10000 | 1 | 0% | 1 | EA | 6 | 6 | 118.2114 | 709.2684 | 2500 | 2500 | 3209.2684 |  | 4241.2135 | 4241.2135
193 |  |  | DIV-23 | Mechanical | Rg-8 – Return Air Sidewall Grille Manufacturer: Titus Model: 350Rl Cfm: 8000 | 3 | 0% | 3 | EA | 6 | 18 | 118.2114 | 2127.8052 | 2000 | 6000 | 8127.8052 |  | 3572.9477 | 10718.843
194 |  |  | DIV-23 | Mechanical | Sg-2 – Supply Sidewall Grille Manufacturer: Titus Model: 300Rs Cfm: 310 | 2 | 0% | 2 | EA | 1.494 | 2.988 | 118.2114 | 353.2157 | 180 | 360 | 713.2157 |  | 464.6469 | 929.2938
195 |  |  | DIV-23 | Mechanical | Sg-5 – Supply Sidewall Grille Manufacturer: Titus Model: 300Rs Cfm: 200 | 24 | 0% | 24 | EA | 1.245 | 29.88 | 118.2114 | 3532.1566 | 150 | 3600 | 7132.1566 |  | 387.2057 | 9292.9378
196 |  |  | DIV-23 | Mechanical | Sg-5 – Supply Sidewall Grille Manufacturer: Titus Model: 300Rs Cfm: 220 | 4 | 0% | 4 | EA | 1.2865 | 5.146 | 118.2114 | 608.3159 | 155 | 620 | 1228.3159 |  | 400.1126 | 1600.4504
197 |  |  | DIV-23 | Mechanical | Sg-5 – Supply Sidewall Grille Manufacturer: Titus Model: 300Rs Cfm: 660 | 2 | 0% | 2 | EA | 2.324 | 4.648 | 118.2114 | 549.4466 | 280 | 560 | 1109.4466 |  | 722.7841 | 1445.5681
198 |  |  | DIV-23 | Mechanical | Sg-7 – Supply Sidewall Grille Manufacturer: Titus Model: Ul-Sd-Sv Cfm: 625 | 16 | 0% | 16 | EA | 2.49 | 39.84 | 118.2114 | 4709.5422 | 300 | 4800 | 9509.5422 |  | 774.4115 | 12390.5838
199 |  |  | DIV-23 | Mechanical | Sg-7 – Supply Sidewall Grille Manufacturer: Titus Model: Ul-Sd-Sv Cfm: 1060 | 4 | 0% | 4 | EA | 3.154 | 12.616 | 118.2114 | 1491.355 | 380 | 1520 | 3011.355 |  | 980.9212 | 3923.6849
Vertical Heat Pump Schedule
200 |  |  | DIV-23 | Mechanical | Vhp-024 – Vertical Heat Pump Unit Manufacturer: Daikin Model: Wsmv024 | 21 | 0% | 21 | EA | 6 | 126 | 118.2114 | 14894.6364 | 5200 | 109200 | 124094.6364 |  | 7849.8491 | 164846.8316
201 |  |  | DIV-23 | Mechanical | Vhp-036 – Vertical Heat Pump Unit Manufacturer: Daikin Model: Wsmv036 | 19 | 0% | 19 | EA | 8 | 152 | 118.2114 | 17968.1328 | 6000 | 114000 | 131968.1328 |  | 9219.0359 | 175161.6823
202 |  |  | DIV-23 | Mechanical | Vhp-048 – Vertical Heat Pump Unit Manufacturer: Daikin Model: Wsmv048 | 3 | 0% | 3 | EA | 8 | 24 | 118.2114 | 2837.0736 | 7200 | 21600 | 24437.0736 |  | 10822.8739 | 32468.6218
203 |  |  | DIV-23 | Mechanical | Vhp-060 – Vertical Heat Pump Unit Manufacturer: Daikin Model: Wsmv060 | 1 | 0% | 1 | EA | 8 | 8 | 118.2114 | 945.6912 | 8500 | 8500 | 9445.6912 |  | 12560.3652 | 12560.3652
204 |  |  | DIV-23 | Mechanical | Vhp-096 – Vertical Heat Pump Unit Manufacturer: Daikin Model: Wsmv096 | 1 | 0% | 1 | EA | 14 | 14 | 118.2114 | 1654.9596 | 12000 | 12000 | 13654.9596 |  | 18138.1104 | 18138.1104
205 |  |  | DIV-23 | Mechanical | Vhp-300 – Vertical Heat Pump Unit Manufacturer: Daikin Model: Wsmv300 | 1 | 0% | 1 | EA | 32 | 32 | 118.2114 | 3782.7648 | 22000 | 22000 | 25782.7648 |  | 34203.0802 | 34203.0802
Damper
206 |  |  | DIV-23 | Mechanical | Fire Damper | 8 | 0% | 8 | EA | 3.4 | 27.2 | 118.2114 | 3215.3501 | 450 | 3600 | 6815.3501 |  | 1111.3737 | 8890.9895
207 |  |  | DIV-23 | Mechanical | Motorized Damper | 57 | 0% | 57 | EA | 3.85 | 219.45 | 118.2114 | 25941.4917 | 900 | 51300 | 77241.4917 |  | 1780.3043 | 101477.3438
Heat Pump
208 |  |  | DIV-23 | Mechanical | Chp-007 – Wall Mounted Heat Pump Manufacturer: Daikin Model: Wsrc1007 | 14 | 0% | 14 | EA | 6 | 84 | 118.2114 | 9929.7576 | 2800 | 39200 | 49129.7576 |  | 4642.173 | 64990.4226
209 |  |  | DIV-23 | Mechanical | Chp-012 – Wall Mounted Heat Pump Manufacturer: Daikin Model: Wsrc1012 | 2 | 0% | 2 | EA | 6 | 12 | 118.2114 | 1418.5368 | 3200 | 6400 | 7818.5368 |  | 5176.7857 | 10353.5714
210 |  |  | DIV-23 | Mechanical | Chp-018 – Wall Mounted Heat Pump Manufacturer: Daikin Model: Wsrc1018 | 10 | 0% | 10 | EA | 6 | 60 | 118.2114 | 7092.684 | 3800 | 38000 | 45092.684 |  | 5978.7047 | 59787.0474
211 |  |  | DIV-23 | Mechanical | Hhp-007 – Horizontal Heat Pump Manufacturer: Daikin Model: Wsmh007 | 5 | 0% | 5 | EA | 6 | 30 | 118.2114 | 3546.342 | 2900 | 14500 | 18046.342 |  | 4775.8262 | 23879.1311
212 |  |  | DIV-23 | Mechanical | Hhp-012 – Horizontal Heat Pump Manufacturer: Daikin Model: Wsmh012 | 6 | 0% | 6 | EA | 6 | 36 | 118.2114 | 4255.6104 | 3400 | 20400 | 24655.6104 |  | 5444.0921 | 32664.5524
213 |  |  | DIV-23 | Mechanical | Hhp-024 – Horizontal Heat Pump Manufacturer: Daikin Model: Wsmh024 | 2 | 0% | 2 | EA | 6.5 | 13 | 118.2114 | 1536.7482 | 4600 | 9200 | 10736.7482 |  | 7122.9205 | 14245.8409
214 |  |  | DIV-23 | Mechanical | Chp-015 – Wall Mounted Heat Pump Manufacturer: Daikin Model: Wsrc1015 | 14 | 0% | 14 | EA | 6.5 | 91 | 118.2114 | 10757.2374 | 4000 | 56000 | 66757.2374 |  | 6321.0014 | 88494.0202
215 |  |  | DIV-23 | Mechanical | Hhp-019 – Horizontal Heat Pump Manufacturer: Daikin Model: Wsmh019 | 14 | 0% | 14 | EA | 7 | 98 | 118.2114 | 11584.7172 | 5000 | 70000 | 81584.7172 |  | 7732.5235 | 108255.3289
216 |  |  | DIV-23 | Mechanical | Hhp-036 – Horizontal Heat Pump Manufacturer: Daikin Model: Wsmh036 | 14 | 0% | 14 | EA | 8 | 112 | 118.2114 | 13239.6768 | 6500 | 91000 | 104239.6768 |  | 9887.3018 | 138422.2246
217 |  |  | DIV-23 | Mechanical | Hhp-048 – Horizontal Heat Pump Manufacturer: Daikin Model: Wsmh048 | 14 | 0% | 14 | EA | 8 | 112 | 118.2114 | 13239.6768 | 7800 | 109200 | 122439.6768 |  | 11624.793 | 162747.1016
Louver
218 |  |  | DIV-23 | Mechanical | L-1 Louver Manufacturer: Ruskin Model: Elf375Dx Cfm: 300 | 3 | 0% | 3 | EA | 3.4 | 10.2 | 118.2114 | 1205.7563 | 400 | 1200 | 2405.7563 |  | 1044.5471 | 3133.6413
Condensing Unit
219 |  |  | DIV-23 | Mechanical | Cu-1 – Condensing Unit Manufacturer: Tbd Model: Tbd | 1 | 0% | 1 | EA | 6 | 6 | 118.2114 | 709.2684 | 4500 | 4500 | 5209.2684 |  | 6914.2769 | 6914.2769
220 |  |  | DIV-23 | Mechanical | Cu-2 – Condensing Unit Manufacturer: Tbd Model: Tbd | 1 | 0% | 1 | EA | 6 | 6 | 118.2114 | 709.2684 | 4500 | 4500 | 5209.2684 |  | 6914.2769 | 6914.2769
Outside Air Unit
221 |  |  | DIV-23 | Mechanical | Doas-1 Outside Air Unit Manufacturer: Innovent Model: Eru-Ou-Wh-30000-Hp-Hg-Hg-460 | 1 | 0% | 1 | EA | 22 | 22 | 118.2114 | 2600.6508 | 18000 | 18000 | 20600.6508 |  | 27357.1463 | 27357.1463
Exhaust Fan
222 |  |  | DIV-23 | Mechanical | Kef-1 Exhaust Fan Manufacturer: Greenheck Model: Cue-140-Vg | 1 | 0% | 1 | EA | 4.12 | 4.12 | 118.2114 | 487.031 | 1200 | 1200 | 1687.031 |  | 2221.7586 | 2221.7586
223 |  |  | DIV-23 | Mechanical | Kef-2 Exhaust Fan Manufacturer: Greenheck Model: Cue-140-Vg | 1 | 0% | 1 | EA | 4.12 | 4.12 | 118.2114 | 487.031 | 1200 | 1200 | 1687.031 |  | 2221.7586 | 2221.7586
224 |  |  | DIV-23 | Mechanical | Ef-1 Exhaust Fan Manufacturer: Greenheck Model: Cue-100-Hp | 1 | 0% | 1 | EA | 3.85 | 3.85 | 118.2114 | 455.1139 | 900 | 900 | 1355.1139 |  | 1780.3043 | 1780.3043
225 |  |  | DIV-23 | Mechanical | Ef-2 Exhaust Fan Manufacturer: Greenheck Model: Csp-A390-Vg | 2 | 0% | 2 | EA | 6 | 12 | 118.2114 | 1418.5368 | 2200 | 4400 | 5818.5368 |  | 3840.254 | 7680.508
226 |  |  | DIV-23 | Mechanical | Ef-3 Exhaust Fan Manufacturer: Greenheck Model: -090Hp-Vgcue-100-Hp | 1 | 0% | 1 | EA | 6 | 6 | 118.2114 | 709.2684 | 2500 | 2500 | 3209.2684 |  | 4241.2135 | 4241.2135
Vav Box
227 |  |  | DIV-23 | Mechanical | Cav-4 – Single Inlet Cav W/ No Coil Manufacturer: Titus Model: Desv-04 | 7 | 0% | 7 | EA | 4 | 28 | 118.2114 | 3309.9192 | 950 | 6650 | 9959.9192 |  | 1869.628 | 13087.3958
228 |  |  | DIV-23 | Mechanical | Cav-6 – Single Inlet Cav W/ No Coil Manufacturer: Titus Model: Desv-06 | 7 | 0% | 7 | EA | 4 | 28 | 118.2114 | 3309.9192 | 1050 | 7350 | 10659.9192 |  | 2003.2811 | 14022.968
229 |  |  | DIV-23 | Mechanical | Vav-6 – Single Inlet Vav W/ No Coil Manufacturer: Titus Model: Desv-06 | 64 | 0% | 64 | EA | 4.12 | 263.68 | 118.2114 | 31169.982 | 1200 | 76800 | 107969.982 |  | 2221.7586 | 142192.5492
230 |  |  | DIV-23 | Mechanical | Vav-4 – Single Inlet Vav W/ No Coil Manufacturer: Titus Model: Desv-04 | 11 | 0% | 11 | EA | 4.1 | 45.1 | 118.2114 | 5331.3341 | 1100 | 12100 | 17431.3341 |  | 2085.1058 | 22936.1638
231 |  |  | DIV-23 | Mechanical | Vav-8 – Single Inlet Vav W/ No Coil Manufacturer: Titus Model: Desv-08 | 3 | 0% | 3 | EA | 4.23 | 12.69 | 118.2114 | 1500.1027 | 1400 | 4200 | 5700.1027 |  | 2505.5628 | 7516.6884
232 |  |  | DIV-23 | Mechanical | Vav-10 – Single Inlet Vav W/ No Coil Manufacturer: Titus Model: Desv-10 | 6 | 0% | 6 | EA | 4.32 | 25.92 | 118.2114 | 3064.0395 | 1600 | 9600 | 12664.0395 |  | 2786.3674 | 16718.2044
233 |  |  | DIV-23 | Mechanical | Vav-12 – Single Inlet Vav W/ No Coil Manufacturer: Titus Model: Desv-12 | 4 | 0% | 4 | EA | 4.65 | 18.6 | 118.2114 | 2198.732 | 1900 | 7600 | 9798.732 |  | 3236.8205 | 12947.2822
234 |  |  | DIV-23 | Mechanical | Evav-08 – Single Inlet Vav W/ No Coil Manufacturer: Titus Model: Dexv-08 | 6 | 0% | 6 | EA | 4.75 | 28.5 | 118.2114 | 3369.0249 | 1700 | 10200 | 13569.0249 |  | 2984.5123 | 17907.0737
235 |  |  | DIV-23 | Mechanical | Evav-06 – Single Inlet Vav W/ No Coil Manufacturer: Titus Model: Dexv-06 | 6 | 0% | 6 | EA | 4.23 | 25.38 | 118.2114 | 3000.2053 | 1500 | 9000 | 12000.2053 |  | 2639.216 | 15835.2958
Hydronic Pump
236 |  |  | DIV-23 | Mechanical | P-1A – Geothermal System Pump Manufacturer: Bell & Gossett Model: E-1530-4Gc | 7 | 0% | 7 | EA | 4 | 28 | 118.2114 | 3309.9192 | 12444 | 87108 | 90417.9192 |  | 17231.7233 | 120622.0633
237 |  |  | DIV-23 | Mechanical | P-1B – Geothermal System Pump Manufacturer: Bell & Gossett Model: E-1530-4Gc | 7 | 0% | 7 | EA | 4 | 28 | 118.2114 | 3309.9192 | 12444 | 87108 | 90417.9192 |  | 17231.7233 | 120622.0633
238 |  |  | DIV-23 | Mechanical | P-2 – Telecom / Freezer Cooler Pump Manufacturer: Bell & Gossett Model: Pl-55 | 6 | 0% | 6 | EA | 3.65 | 21.9 | 118.2114 | 2588.8297 | 1132 | 6792 | 9380.8297 |  | 2060.3835 | 12362.3009
Water Source Heat Pump Schedule
239 |  |  | DIV-23 | Mechanical | Er-3 Cfm: 350 | 3 | 0% | 3 | EA | 3.4 | 10.2 | 118.2114 | 1205.7563 | 480 | 1440 | 2645.7563 |  | 1151.4696 | 3454.4089
240 |  |  | DIV-23 | Mechanical | Er-3 Cfm: 325 | 35 | 0% | 35 | EA | 3.4 | 119 | 118.2114 | 14067.1566 | 460 | 16100 | 30167.1566 |  | 1124.739 | 39365.8653
241 |  |  | DIV-23 | Mechanical | Er-3 Cfm: 820 | 1 | 0% | 1 | EA | 3.85 | 3.85 | 118.2114 | 455.1139 | 950 | 950 | 1405.1139 |  | 1847.1309 | 1847.1309
Mechanical Ductwork
Ductwork
242 |  |  | DIV-23 | Mechanical | 6X6 Rectangular Supply Air Duct | 74.58 | 5% | 78.309 | LF | 0.268 | 20.9868 | 118.2114 | 2480.8804 | 13.5 | 1057.1715 | 3538.0519 |  | 58.238 | 4560.5603
243 |  |  | DIV-23 | Mechanical | 6X8 Rectangular Supply Air Duct | 38.6 | 5% | 40.53 | LF | 0.302 | 12.2401 | 118.2114 | 1446.9146 | 15.23 | 617.2719 | 2064.1865 |  | 65.6496 | 2660.7764
244 |  |  | DIV-23 | Mechanical | 8X8 Rectangular Supply Air Duct | 472.1 | 5% | 495.705 | LF | 0.334 | 165.5655 | 118.2114 | 19571.726 | 16.84 | 8347.6722 | 27919.3982 |  | 72.6008 | 35988.5559
245 |  |  | DIV-23 | Mechanical | 8X10 Rectangular Supply Air Duct | 227.41 | 5% | 238.7805 | LF | 0.368 | 87.8712 | 118.2114 | 10387.3804 | 18.53 | 4424.6027 | 14811.9831 |  | 79.9588 | 19092.6106
246 |  |  | DIV-23 | Mechanical | 10X10 Rectangular Supply Air Duct | 41.49 | 5% | 43.5645 | LF | 0.403 | 17.5565 | 118.2114 | 2075.3777 | 20.3 | 884.3594 | 2959.737 |  | 87.5738 | 3815.1097
247 |  |  | DIV-23 | Mechanical | 12X10 Rectangular Supply Air Duct | 415.26 | 5% | 436.023 | LF | 0.435 | 189.67 | 118.2114 | 22421.1568 | 21.9 | 9548.9037 | 31970.0605 |  | 94.5117 | 41209.2552
248 |  |  | DIV-23 | Mechanical | 14X10 Rectangular Supply Air Duct | 234.6 | 5% | 246.33 | LF | 0.468 | 115.2824 | 118.2114 | 13627.6986 | 23.59 | 5810.9247 | 19438.6233 |  | 101.7198 | 25056.6277
249 |  |  | DIV-23 | Mechanical | 14X12 Rectangular Supply Air Duct | 568.84 | 5% | 597.282 | LF | 0.502 | 299.8356 | 118.2114 | 35443.9818 | 25.26 | 15087.3433 | 50531.3251 |  | 109.0511 | 65134.2645
250 |  |  | DIV-23 | Mechanical | 16X12 Rectangular Supply Air Duct | 23.86 | 5% | 25.053 | LF | 0.539 | 13.5036 | 118.2114 | 1596.2756 | 27.15 | 680.1889 | 2276.4645 |  | 117.1264 | 2934.3687
251 |  |  | DIV-23 | Mechanical | 16X14 Rectangular Supply Air Duct | 545.28 | 5% | 572.544 | LF | 0.569 | 325.7775 | 118.2114 | 38510.6186 | 28.63 | 16391.9347 | 54902.5533 |  | 123.6039 | 70768.6878
252 |  |  | DIV-23 | Mechanical | 16X16 Rectangular Supply Air Duct | 21.71 | 5% | 22.7955 | LF | 0.607 | 13.8369 | 118.2114 | 1635.6756 | 30.57 | 696.8584 | 2332.534 |  | 131.8961 | 3006.6368
253 |  |  | DIV-23 | Mechanical | 18X14 Rectangular Supply Air Duct | 57.58 | 5% | 60.459 | LF | 0.604 | 36.5172 | 118.2114 | 4316.7536 | 30.4 | 1837.9536 | 6154.7072 |  | 131.2189 | 7933.3644
254 |  |  | DIV-23 | Mechanical | 18X16 Rectangular Supply Air Duct | 7 | 5% | 7.35 | LF | 0.653 | 4.7996 | 118.2114 | 567.3615 | 32.87 | 241.5945 | 808.956 |  | 141.8692 | 1042.7386
255 |  |  | DIV-23 | Mechanical | 20X18 Rectangular Supply Air Duct | 10.39 | 5% | 10.9095 | LF | 0.716 | 7.8112 | 118.2114 | 923.3731 | 36.03 | 393.0693 | 1316.4424 |  | 155.5414 | 1696.8792
256 |  |  | DIV-23 | Mechanical | 24X20 Rectangular Supply Air Duct | 11.22 | 5% | 11.781 | LF | 0.816 | 9.6133 | 118.2114 | 1136.4012 | 41.11 | 484.3169 | 1620.7181 |  | 177.3291 | 2089.1139
257 |  |  | DIV-23 | Mechanical | 40X28 Rectangular Supply Air Duct | 105.28 | 5% | 110.544 | LF | 1.388 | 153.4351 | 118.2114 | 18137.7747 | 69.88 | 7724.8147 | 25862.5894 |  | 301.5701 | 33336.7614
258 |  |  | DIV-23 | Mechanical | 44X36 Rectangular Supply Air Duct | 28.88 | 5% | 30.324 | LF | 2.033 | 61.6487 | 118.2114 | 7287.5782 | 102.35 | 3103.6614 | 10391.2396 |  | 441.7048 | 13394.2567
259 |  |  | DIV-23 | Mechanical | 30'' Dia Circular Supply Air Duct | 62.63 | 5% | 65.7615 | LF | 1.073 | 70.5621 | 118.2114 | 8341.2434 | 54.04 | 3553.7515 | 11894.9948 |  | 233.1555 | 15332.654
260 |  |  | DIV-23 | Mechanical | 26'' Dia Circular Supply Air Duct | 45.24 | 5% | 47.502 | LF | 0.94 | 44.6519 | 118.2114 | 5278.3612 | 47.36 | 2249.6947 | 7528.056 |  | 204.28 | 9703.7091
261 |  |  | DIV-23 | Mechanical | 24'' Dia Circular Supply Air Duct | 16.07 | 5% | 16.8735 | LF | 0.88 | 14.8487 | 118.2114 | 1755.2833 | 44.3 | 747.496 | 2502.7793 |  | 191.1914 | 3226.0678
262 |  |  | DIV-23 | Mechanical | 22'' Dia Circular Supply Air Duct | 45.12 | 5% | 47.376 | LF | 0.806 | 38.1851 | 118.2114 | 4513.9089 | 40 | 1895.04 | 6408.9489 |  | 174.3457 | 8259.803
263 |  |  | DIV-23 | Mechanical | 20'' Dia Circular Supply Air Duct | 11.93 | 5% | 12.5265 | LF | 0.747 | 9.3573 | 118.2114 | 1106.139 | 37.63 | 471.3722 | 1577.5112 |  | 162.3293 | 2033.4177
264 |  |  | DIV-23 | Mechanical | 18'' Dia Circular Supply Air Duct | 12.06 | 5% | 12.663 | LF | 0.679 | 8.5982 | 118.2114 | 1016.4025 | 34.21 | 433.2012 | 1449.6038 |  | 147.5597 | 1868.5479
265 |  |  | DIV-23 | Mechanical | 16'' Dia Circular Supply Air Duct | 49.2 | 5% | 51.66 | LF | 0.604 | 31.2026 | 118.2114 | 3688.5078 | 30.42 | 1571.4972 | 5260.005 |  | 131.2456 | 6780.15
266 |  |  | DIV-23 | Mechanical | 14'' Dia Circular Supply Air Duct | 38.8 | 5% | 40.74 | LF | 0.538 | 21.9181 | 118.2114 | 2590.9717 | 22.07 | 899.1318 | 3490.1035 |  | 110.1869 | 4489.0134
267 |  |  | DIV-23 | Mechanical | 12'' Dia Circular Supply Air Duct | 21.62 | 5% | 22.701 | LF | 0.472 | 10.7149 | 118.2114 | 1266.62 | 23.77 | 539.6028 | 1806.2228 |  | 102.5603 | 2328.2204
268 |  |  | DIV-23 | Mechanical | 8X6 Rectangular Return Air Duct | 14.53 | 5% | 15.2565 | LF | 0.305 | 4.6532 | 118.2114 | 550.0651 | 15.35 | 234.1873 | 784.2524 |  | 66.2599 | 1010.8938
269 |  |  | DIV-23 | Mechanical | 10X8 Rectangular Return Air Duct | 75.31 | 5% | 79.0755 | LF | 0.369 | 29.1789 | 118.2114 | 3449.2738 | 18.57 | 1468.432 | 4917.7059 |  | 80.1623 | 6338.8721
270 |  |  | DIV-23 | Mechanical | 12X8 Rectangular Return Air Duct | 11.85 | 5% | 12.4425 | LF | 0.408 | 5.0765 | 118.2114 | 600.1049 | 20.53 | 255.4445 | 855.5494 |  | 88.6311 | 1102.7928
271 |  |  | DIV-23 | Mechanical | 14X10 Rectangular Return Air Duct | 31.68 | 5% | 33.264 | LF | 0.471 | 15.6673 | 118.2114 | 1852.0587 | 23.71 | 788.6894 | 2640.7481 |  | 102.3301 | 3403.9079
272 |  |  | DIV-23 | Mechanical | 14X12 Rectangular Return Air Duct | 295.36 | 5% | 310.128 | LF | 0.502 | 155.6843 | 118.2114 | 18403.6539 | 25.27 | 7836.9346 | 26240.5884 |  | 109.0645 | 33823.9473
273 |  |  | DIV-23 | Mechanical | 16X14 Rectangular Return Air Duct | 278.46 | 5% | 292.383 | LF | 0.569 | 166.3659 | 118.2114 | 19666.3491 | 28.64 | 8373.8491 | 28040.1983 |  | 123.6173 | 36143.5953
274 |  |  | DIV-23 | Mechanical | 18X14 Rectangular Return Air Duct | 14.53 | 5% | 15.2565 | LF | 0.609 | 9.2912 | 118.2114 | 1098.3268 | 30.69 | 468.222 | 1566.5487 |  | 132.3564 | 2019.2956
275 |  |  | DIV-23 | Mechanical | 18X16 Rectangular Return Air Duct | 7.18 | 5% | 7.539 | LF | 0.653 | 4.923 | 118.2114 | 581.9508 | 32.87 | 247.8069 | 829.7578 |  | 141.8692 | 1069.5519
276 |  |  | DIV-23 | Mechanical | 24X24 Rectangular Return Air Duct | 9.34 | 5% | 9.807 | LF | 0.888 | 8.7086 | 118.2114 | 1029.4577 | 44.71 | 438.471 | 1467.9287 |  | 192.9392 | 1892.1548
277 |  |  | DIV-23 | Mechanical | 26X14 Rectangular Return Air Duct | 22.1 | 5% | 23.205 | LF | 0.742 | 17.2181 | 118.2114 | 2035.3769 | 37.36 | 866.9388 | 2902.3157 |  | 161.2185 | 3741.0756
278 |  |  | DIV-23 | Mechanical | 44X24 Rectangular Return Air Duct | 5.2 | 5% | 5.46 | LF | 1.825 | 9.9645 | 118.2114 | 1177.9175 | 91.88 | 501.6648 | 1679.5823 |  | 396.5153 | 2164.9737
279 |  |  | DIV-23 | Mechanical | 8X8 Rectangular Outside Air Duct | 163.96 | 5% | 172.158 | LF | 0.335 | 57.6729 | 118.2114 | 6817.5978 | 16.85 | 2900.8623 | 9718.4601 |  | 72.7641 | 12526.9216
280 |  |  | DIV-23 | Mechanical | 8X10 Rectangular Outside Air Duct | 145.7 | 5% | 152.985 | LF | 0.368 | 56.2985 | 118.2114 | 6655.1221 | 18.54 | 2836.3419 | 9491.464 |  | 79.9722 | 12234.5471
281 |  |  | DIV-23 | Mechanical | 10X8 Rectangular Outside Air Duct | 251.99 | 5% | 264.5895 | LF | 0.368 | 97.3689 | 118.2114 | 11510.1182 | 18.53 | 4902.8434 | 16412.9617 |  | 79.9588 | 21156.2682
282 |  |  | DIV-23 | Mechanical | 10X10 Rectangular Outside Air Duct | 357.83 | 5% | 375.7215 | LF | 0.401 | 150.6643 | 118.2114 | 17810.2404 | 20.21 | 7593.3315 | 25403.5719 |  | 87.1536 | 32745.4708
283 |  |  | DIV-23 | Mechanical | 12X8 Rectangular Outside Air Duct | 138.2 | 5% | 145.11 | LF | 0.402 | 58.3342 | 118.2114 | 6895.7698 | 20.23 | 2935.5753 | 9831.3451 |  | 87.3303 | 12672.4974
284 |  |  | DIV-23 | Mechanical | 12X10 Rectangular Outside Air Duct | 107.32 | 5% | 112.686 | LF | 0.435 | 49.0184 | 118.2114 | 5794.5349 | 21.91 | 2468.9503 | 8263.4851 |  | 94.525 | 10651.6464
285 |  |  | DIV-23 | Mechanical | 14X10 Rectangular Outside Air Duct | 357.36 | 5% | 375.228 | LF | 0.468 | 175.6067 | 118.2114 | 20758.7143 | 23.58 | 8847.8762 | 29606.5906 |  | 101.7064 | 38163.0859
286 |  |  | DIV-23 | Mechanical | 14X12 Rectangular Outside Air Duct | 48.22 | 5% | 50.631 | LF | 0.503 | 25.4674 | 118.2114 | 3010.5362 | 25.35 | 1283.4959 | 4294.032 |  | 109.3214 | 5535.0507
287 |  |  | DIV-23 | Mechanical | 14X14 Rectangular Outside Air Duct | 15.91 | 5% | 16.7055 | LF | 0.541 | 9.0377 | 118.2114 | 1068.3563 | 27.26 | 455.3919 | 1523.7482 |  | 117.5734 | 1964.1228
288 |  |  | DIV-23 | Mechanical | 16X10 Rectangular Outside Air Duct | 323.41 | 5% | 339.5805 | LF | 0.502 | 170.4694 | 118.2114 | 20151.4277 | 25.27 | 8581.1992 | 28732.627 |  | 109.0645 | 37036.1687
289 |  |  | DIV-23 | Mechanical | 16X12 Rectangular Outside Air Duct | 145.76 | 5% | 153.048 | LF | 0.536 | 82.0337 | 118.2114 | 9697.3218 | 26.97 | 4127.7046 | 13825.0264 |  | 116.4359 | 17820.2851
290 |  |  | DIV-23 | Mechanical | 18X10 Rectangular Outside Air Duct | 17.85 | 5% | 18.7425 | LF | 0.541 | 10.1397 | 118.2114 | 1198.6272 | 27.22 | 510.1709 | 1708.7981 |  | 117.52 | 2202.6178
291 |  |  | DIV-23 | Mechanical | 18X12 Rectangular Outside Air Duct | 3.32 | 5% | 3.486 | LF | 0.605 | 2.109 | 118.2114 | 249.3114 | 30.46 | 106.1836 | 355.4949 |  | 131.4491 | 458.2315
292 |  |  | DIV-23 | Mechanical | 20X12 Rectangular Outside Air Duct | 259.43 | 5% | 272.4015 | LF | 0.602 | 163.9857 | 118.2114 | 19384.9795 | 30.33 | 8261.9375 | 27646.917 |  | 130.8254 | 35637.0341
293 |  |  | DIV-23 | Mechanical | 20X14 Rectangular Outside Air Duct | 13.94 | 5% | 14.637 | LF | 0.644 | 9.4262 | 118.2114 | 1114.2876 | 32.43 | 474.6779 | 1588.9655 |  | 139.9313 | 2048.1745
294 |  |  | DIV-23 | Mechanical | 22X12 Rectangular Outside Air Duct | 271.37 | 5% | 284.9385 | LF | 0.636 | 181.2209 | 118.2114 | 21422.3746 | 32.01 | 9120.8814 | 30543.256 |  | 138.1701 | 39369.9849
295 |  |  | DIV-23 | Mechanical | 24X16 Rectangular Outside Air Duct | 50.99 | 5% | 53.5395 | LF | 0.738 | 39.5122 | 118.2114 | 4670.7867 | 37.18 | 1990.5986 | 6661.3853 |  | 160.378 | 8586.5588
296 |  |  | DIV-23 | Mechanical | 26X12 Rectangular Outside Air Duct | 17.54 | 5% | 18.417 | LF | 0.71 | 13.0761 | 118.2114 | 1545.7405 | 35.73 | 658.0394 | 2203.78 |  | 154.2406 | 2840.6488
297 |  |  | DIV-23 | Mechanical | 28X12 Rectangular Outside Air Duct | 17.41 | 5% | 18.2805 | LF | 0.744 | 13.6007 | 118.2114 | 1607.7568 | 37.46 | 684.7875 | 2292.5444 |  | 161.6521 | 2955.0817
298 |  |  | DIV-23 | Mechanical | 28X14 Rectangular Outside Air Duct | 119.14 | 5% | 125.097 | LF | 0.77 | 96.3247 | 118.2114 | 11386.6765 | 38.78 | 4851.2617 | 16237.9381 |  | 167.3158 | 20930.7108
299 |  |  | DIV-23 | Mechanical | 30X14 Rectangular Outside Air Duct | 24.92 | 5% | 26.166 | LF | 0.809 | 21.1683 | 118.2114 | 2502.3337 | 40.71 | 1065.2179 | 3567.5515 |  | 175.7446 | 4598.5333
300 |  |  | DIV-23 | Mechanical | 32X14 Rectangular Outside Air Duct | 141.31 | 5% | 148.3755 | LF | 1.019 | 151.1946 | 118.2114 | 17872.9294 | 51.31 | 7613.1469 | 25486.0763 |  | 221.4078 | 32851.4914
301 |  |  | DIV-23 | Mechanical | 34X14 Rectangular Outside Air Duct | 147.9 | 5% | 155.295 | LF | 1.06 | 164.6127 | 118.2114 | 19459.0977 | 53.36 | 8286.5412 | 27745.6389 |  | 230.2969 | 35763.9552
302 |  |  | DIV-23 | Mechanical | 36X28 Rectangular Outside Air Duct | 169.94 | 5% | 178.437 | LF | 1.385 | 247.1352 | 118.2114 | 29214.2033 | 69.77 | 12449.5495 | 41663.7528 |  | 300.9731 | 53704.738
303 |  |  | DIV-23 | Mechanical | 38X14 Rectangular Outside Air Duct | 33.43 | 5% | 35.1015 | LF | 1.146 | 40.2263 | 118.2114 | 4755.2095 | 57.37 | 2013.7731 | 6768.9825 |  | 248.5547 | 8724.6436
304 |  |  | DIV-23 | Mechanical | 38X16 Rectangular Outside Air Duct | 86.04 | 5% | 90.342 | LF | 1.183 | 106.8746 | 118.2114 | 12633.7944 | 59.57 | 5381.6729 | 18015.4674 |  | 257.0444 | 23221.9032
305 |  |  | DIV-23 | Mechanical | 40X28 Rectangular Outside Air Duct | 41.37 | 5% | 43.4385 | LF | 1.476 | 64.1152 | 118.2114 | 7579.1506 | 74.31 | 3227.9149 | 10807.0656 |  | 320.6892 | 13930.258
306 |  |  | DIV-23 | Mechanical | 46X20 Rectangular Outside Air Duct | 31.01 | 5% | 32.5605 | LF | 1.693 | 55.1249 | 118.2114 | 6516.3947 | 85.24 | 2775.457 | 9291.8518 |  | 367.8433 | 11977.1621
307 |  |  | DIV-23 | Mechanical | 48X22 Rectangular Outside Air Duct | 73.02 | 5% | 76.671 | LF | 1.78 | 136.4744 | 118.2114 | 16132.8275 | 89.63 | 6872.0217 | 23004.8493 |  | 386.759 | 29653.1998
308 |  |  | DIV-23 | Mechanical | 50X36 Rectangular Outside Air Duct | 32.67 | 5% | 34.3035 | LF | 2.175 | 74.6101 | 118.2114 | 8819.7659 | 109.53 | 3757.2624 | 12577.0282 |  | 472.5984 | 16211.7782
309 |  |  | DIV-23 | Mechanical | 60X40 Rectangular Outside Air Duct | 157.81 | 5% | 165.7005 | LF | 2.496 | 413.5884 | 118.2114 | 48890.8695 | 125.7 | 20828.5529 | 69719.4223 |  | 542.3539 | 89868.3118
310 |  |  | DIV-23 | Mechanical | 6X6 Rectangular Exhaust Air Duct | 262.04 | 5% | 275.142 | LF | 0.268 | 73.7381 | 118.2114 | 8716.6788 | 13.48 | 3708.9142 | 12425.593 |  | 58.2113 | 16016.3676
311 |  |  | DIV-23 | Mechanical | 8X8 Rectangular Exhaust Air Duct | 192.43 | 5% | 202.0515 | LF | 0.335 | 67.6873 | 118.2114 | 8001.4049 | 16.85 | 3404.5678 | 11405.9727 |  | 72.7641 | 14702.0952
312 |  |  | DIV-23 | Mechanical | 8X12 Rectangular Exhaust Air Duct | 32.27 | 5% | 33.8835 | LF | 0.404 | 13.6889 | 118.2114 | 1618.1881 | 20.32 | 688.5127 | 2306.7008 |  | 87.7505 | 2973.2952
313 |  |  | DIV-23 | Mechanical | 8X14 Rectangular Exhaust Air Duct | 13.61 | 5% | 14.2905 | LF | 0.441 | 6.3021 | 118.2114 | 744.9813 | 22.19 | 317.1062 | 1062.0875 |  | 95.7991 | 1369.0175
314 |  |  | DIV-23 | Mechanical | 10X8 Rectangular Exhaust Air Duct | 162.23 | 5% | 170.3415 | LF | 0.368 | 62.6857 | 118.2114 | 7410.161 | 18.54 | 3158.1314 | 10568.2925 |  | 79.9722 | 13622.5846
315 |  |  | DIV-23 | Mechanical | 10X10 Rectangular Exhaust Air Duct | 376.69 | 5% | 395.5245 | LF | 0.401 | 158.6053 | 118.2114 | 18748.9575 | 20.21 | 7993.5501 | 26742.5076 |  | 87.1536 | 34471.3729
316 |  |  | DIV-23 | Mechanical | 10X12 Rectangular Exhaust Air Duct | 283.77 | 5% | 297.9585 | LF | 0.435 | 129.6119 | 118.2114 | 15321.6098 | 21.9 | 6525.2912 | 21846.9009 |  | 94.5117 | 28160.5509
317 |  |  | DIV-23 | Mechanical | 12X10 Rectangular Exhaust Air Duct | 157.52 | 5% | 165.396 | LF | 0.435 | 71.9473 | 118.2114 | 8504.9863 | 21.91 | 3623.8264 | 12128.8127 |  | 94.525 | 15634.0602
318 |  |  | DIV-23 | Mechanical | 12X12 Rectangular Exhaust Air Duct | 261.47 | 5% | 274.5435 | LF | 0.468 | 128.4864 | 118.2114 | 15188.5523 | 23.59 | 6476.4812 | 21665.0334 |  | 101.7198 | 27926.4981
319 |  |  | DIV-23 | Mechanical | 14X12 Rectangular Exhaust Air Duct | 28.88 | 5% | 30.324 | LF | 0.505 | 15.3136 | 118.2114 | 1810.2445 | 25.42 | 770.8361 | 2581.0805 |  | 109.7149 | 3326.9945
320 |  |  | DIV-23 | Mechanical | 14X8 Rectangular Exhaust Air Duct | 13.61 | 5% | 14.2905 | LF | 0.441 | 6.3021 | 118.2114 | 744.9813 | 22.19 | 317.1062 | 1062.0875 |  | 95.7991 | 1369.0175
321 |  |  | DIV-23 | Mechanical | 16X12 Rectangular Exhaust Air Duct | 128 | 5% | 134.4 | LF | 0.536 | 72.0384 | 118.2114 | 8515.7601 | 26.98 | 3626.112 | 12141.8721 |  | 116.4493 | 15650.7843
322 |  |  | DIV-23 | Mechanical | 16X4 Rectangular Exhaust Air Duct | 3.02 | 5% | 3.171 | LF | 0.427 | 1.354 | 118.2114 | 160.0602 | 21.5 | 68.1765 | 228.2367 |  | 92.7772 | 294.1965
323 |  |  | DIV-23 | Mechanical | 16X14 Rectangular Exhaust Air Duct | 28.32 | 5% | 29.736 | LF | 0.572 | 17.009 | 118.2114 | 2010.6568 | 28.82 | 856.9915 | 2867.6483 |  | 124.3078 | 3696.4171
324 |  |  | DIV-23 | Mechanical | 18X14 Rectangular Exhaust Air Duct | 31.66 | 5% | 33.243 | LF | 0.605 | 20.112 | 118.2114 | 2377.4694 | 30.48 | 1013.2466 | 3390.7161 |  | 131.4758 | 4370.6506
325 |  |  | DIV-23 | Mechanical | 20X20 Rectangular Exhaust Air Duct | 27.61 | 5% | 28.9905 | LF | 0.741 | 21.482 | 118.2114 | 2539.4126 | 37.29 | 1081.0557 | 3620.4684 |  | 160.975 | 4666.745
326 |  |  | DIV-23 | Mechanical | 20X12 Rectangular Exhaust Air Duct | 183.2 | 5% | 192.36 | LF | 0.602 | 115.8007 | 118.2114 | 13688.9652 | 30.33 | 5834.2788 | 19523.244 |  | 130.8254 | 25165.5732
327 |  |  | DIV-23 | Mechanical | 22X12 Rectangular Exhaust Air Duct | 267.68 | 5% | 281.064 | LF | 0.636 | 178.7567 | 118.2114 | 21131.0802 | 32.01 | 8996.8586 | 30127.9389 |  | 138.1701 | 38834.6448
328 |  |  | DIV-23 | Mechanical | 22X14 Rectangular Exhaust Air Duct | 87.64 | 5% | 92.022 | LF | 0.67 | 61.6547 | 118.2114 | 7288.2931 | 33.74 | 3104.8223 | 10393.1154 |  | 145.5817 | 13396.7153
329 |  |  | DIV-23 | Mechanical | 22X16 Rectangular Exhaust Air Duct | 40.64 | 5% | 42.672 | LF | 0.705 | 30.0838 | 118.2114 | 3556.2434 | 35.52 | 1515.7094 | 5071.9528 |  | 153.21 | 6537.7775
330 |  |  | DIV-23 | Mechanical | 24X12 Rectangular Exhaust Air Duct | 48.72 | 5% | 51.156 | LF | 0.671 | 34.3257 | 118.2114 | 4057.6862 | 33.8 | 1729.0728 | 5786.759 |  | 145.8118 | 7459.15
331 |  |  | DIV-23 | Mechanical | 24X14 Rectangular Exhaust Air Duct | 40.16 | 5% | 42.168 | LF | 0.705 | 29.7284 | 118.2114 | 3514.2405 | 35.52 | 1497.8074 | 5012.0479 |  | 153.21 | 6460.5597
332 |  |  | DIV-23 | Mechanical | 26X14 Rectangular Exhaust Air Duct | 55.76 | 5% | 58.548 | LF | 0.738 | 43.2084 | 118.2114 | 5107.7283 | 37.16 | 2175.6437 | 7283.372 |  | 160.3513 | 9388.247
333 |  |  | DIV-23 | Mechanical | 28X14 Rectangular Exhaust Air Duct | 170.07 | 5% | 178.5735 | LF | 0.77 | 137.5016 | 118.2114 | 16254.256 | 38.76 | 6921.5089 | 23175.7649 |  | 167.2891 | 29873.4034
334 |  |  | DIV-23 | Mechanical | 30X14 Rectangular Exhaust Air Duct | 30.84 | 5% | 32.382 | LF | 0.807 | 26.1323 | 118.2114 | 3089.1327 | 40.65 | 1316.3283 | 4405.461 |  | 175.3644 | 5678.6516
335 |  |  | DIV-23 | Mechanical | 34X16 Rectangular Exhaust Air Duct | 74.65 | 5% | 78.3825 | LF | 1.102 | 86.3775 | 118.2114 | 10210.807 | 55.48 | 4348.6611 | 14559.4681 |  | 239.4295 | 18767.0848
336 |  |  | DIV-23 | Mechanical | 34X14 Rectangular Exhaust Air Duct | 99.05 | 5% | 104.0025 | LF | 1.06 | 110.2426 | 118.2114 | 13031.938 | 53.4 | 5553.7335 | 18585.6715 |  | 230.3503 | 23957.0122
337 |  |  | DIV-23 | Mechanical | 34X20 Rectangular Exhaust Air Duct | 108.05 | 5% | 113.4525 | LF | 1.183 | 134.2143 | 118.2114 | 15865.6612 | 59.55 | 6756.0964 | 22621.7576 |  | 257.0176 | 29159.2946
338 |  |  | DIV-23 | Mechanical | 36X14 Rectangular Exhaust Air Duct | 28.49 | 5% | 29.9145 | LF | 1.107 | 33.1154 | 118.2114 | 3914.6121 | 55.72 | 1666.8359 | 5581.448 |  | 240.5002 | 7194.4431
339 |  |  | DIV-23 | Mechanical | 36X28 Rectangular Exhaust Air Duct | 16.15 | 5% | 16.9575 | LF | 1.401 | 23.7575 | 118.2114 | 2808.4023 | 70.533 | 1196.0633 | 4004.4657 |  | 304.3926 | 5161.737
340 |  |  | DIV-23 | Mechanical | 40X28 Rectangular Exhaust Air Duct | 70.65 | 5% | 74.1825 | LF | 1.471 | 109.1225 | 118.2114 | 12899.5185 | 74.09 | 5496.1814 | 18395.6999 |  | 319.6453 | 23712.0848
341 |  |  | DIV-23 | Mechanical | 46X20 Rectangular Exhaust Air Duct | 68.63 | 5% | 72.0615 | LF | 1.684 | 121.3516 | 118.2114 | 14345.1385 | 84.41 | 6082.7112 | 20427.8497 |  | 365.3842 | 26330.1308
342 |  |  | DIV-23 | Mechanical | 48X22 Rectangular Exhaust Air Duct | 95.67 | 5% | 100.4535 | LF | 1.778 | 178.6063 | 118.2114 | 21113.3035 | 89.55 | 8995.6109 | 30108.9144 |  | 386.3521 | 38810.423
343 |  |  | DIV-23 | Mechanical | 50X36 Rectangular Exhaust Air Duct | 59.65 | 5% | 62.6325 | LF | 2.167 | 135.7246 | 118.2114 | 16044.1982 | 109.11 | 6833.8321 | 22878.0303 |  | 470.8372 | 29489.7097
344 |  |  | DIV-23 | Mechanical | 60X40 Rectangular Exhaust Air Duct | 91.63 | 5% | 96.2115 | LF | 2.514 | 241.8757 | 118.2114 | 28592.4664 | 126.6 | 12180.3759 | 40772.8423 |  | 546.2564 | 52556.1503
345 |  |  | DIV-23 | Mechanical | 28'' Dia Circular Outside Air Duct | 25.68 | 5% | 26.964 | LF | 1.01 | 27.2336 | 118.2114 | 3219.3267 | 50.88 | 1371.9283 | 4591.255 |  | 219.4833 | 5918.1465
346 |  |  | DIV-23 | Mechanical | 20'' Dia Circular Outside Air Duct | 25.67 | 5% | 26.9535 | LF | 0.741 | 19.9725 | 118.2114 | 2360.9823 | 37.31 | 1005.6351 | 3366.6174 |  | 161.0017 | 4339.5595
347 |  |  | DIV-23 | Mechanical | 14'' Dia Circular Outside Air Duct | 25.15 | 5% | 26.4075 | LF | 0.539 | 14.2336 | 118.2114 | 1682.5788 | 27.14 | 716.6995 | 2399.2784 |  | 117.1131 | 3092.6635
348 |  |  | DIV-23 | Mechanical | 12'' Dia Circular Outside Air Duct | 22.95 | 5% | 24.0975 | LF | 0.472 | 11.374 | 118.2114 | 1344.5388 | 23.77 | 572.7976 | 1917.3364 |  | 102.5603 | 2471.4458
349 |  |  | DIV-23 | Mechanical | 10'' Dia Circular Outside Air Duct | 17.86 | 5% | 18.753 | LF | 0.405 | 7.595 | 118.2114 | 897.8114 | 20.42 | 382.9363 | 1280.7477 |  | 88.0342 | 1650.9047
350 |  |  | DIV-23 | Mechanical | 4'' Dia Circular Exhaust Air Duct | 17.96 | 5% | 18.858 | LF | 0.203 | 3.8282 | 118.2114 | 452.5338 | 10.21 | 192.5402 | 645.074 |  | 44.0921 | 831.4883
351 |  |  | DIV-23 | Mechanical | 4'' Dia Circular Outside Air Duct | 50.66 | 5% | 53.193 | LF | 0.201 | 10.6918 | 118.2114 | 1263.8918 | 10.14 | 539.377 | 1803.2688 |  | 43.6986 | 2324.4572
352 |  |  | DIV-23 | Mechanical | 6'' Dia Circular Outside Air Duct | 283.57 | 5% | 297.7485 | LF | 0.268 | 79.7966 | 118.2114 | 9432.8676 | 13.48 | 4013.6498 | 13446.5173 |  | 58.2113 | 17332.3209
353 |  |  | DIV-23 | Mechanical | 10'' Dia Flexible Duct | 30.27 | 5% | 31.7835 | LF | 0.187 | 5.9435 | 118.2114 | 702.5912 | 15.14 | 481.2022 | 1183.7934 |  | 48.2815 | 1534.5545
354 |  |  | DIV-23 | Mechanical | 8'' Dia Flexible Duct | 54.12 | 5% | 56.826 | LF | 0.156 | 8.8649 | 118.2114 | 1047.927 | 12.58 | 714.8711 | 1762.7981 |  | 40.2106 | 2285.0053
355 |  |  | DIV-23 | Mechanical | 6'' Dia Flexible Duct | 12.59 | 5% | 13.2195 | LF | 0.126 | 1.6657 | 118.2114 | 196.8996 | 10.13 | 133.9135 | 330.8132 |  | 32.4366 | 428.7961
Mechanical Pipes
356 |  |  | DIV-23 | Mechanical | Allowance For Mechanical Pipes (105171 Sf) | 105171 | 0% | 105171 | LS | 0.006 | 631.026 | 118.2114 | 74594.4669 | 0.95 | 99912.45 | 174506.9169 |  | 2.1696 | 228177.8865
Ductwork Fittings
357 |  |  | DIV-23 | Mechanical | Allowance For Mechanical Ductwork (105171 Sf) | 105171 | 0% | 105171 | LS | 0.008 | 841.368 | 118.2114 | 99459.2892 | 1.54 | 161963.34 | 261422.6292 |  | 3.2581 | 342658.1113
|  |  | DIV-26 |  | Electrical | [11 empty] | 4634185.3857
Lighting Fixture
Lighting Fixture
358 |  |  | DIV-26 | Electrician | L1 – 4' Led Recessed Linear Fixture Manufacturer: 3G Lighting (Or Equal) Model: 3G-4Rl-50B-20-35K-Unv-Dim-Ceiling-Type-4'-Length (Or Equal) | 1100 | 0% | 1100 | EA | 3.4 | 3740 | 103.2 | 385968 | 420 | 462000 | 847968 |  | 1006.5223 | 1107174.5454
359 |  |  | DIV-26 | Electrician | B1 – 4' Linear Utility Strip Light Manufacturer: Metalux / Lenxled (Or Equal) Model: H-Lunv-8R-35K-1-Hcd-Mounting (Or Equal) | 182 | 0% | 182 | EA | 1.25 | 227.5 | 103.2 | 23478 | 150 | 27300 | 50778 |  | 364.1485 | 66275.0279
360 |  |  | DIV-26 | Electrician | F1 – 6" Recessed Downlight Fixture Manufacturer: Halo (Or Equal) Model: Hlb6 / Hc8150Dl08Hbx15062585-6-Hmdh (Or Equal) | 289 | 0% | 289 | EA | 1.15 | 332.35 | 103.2 | 34298.52 | 140 | 40460 | 74758.52 |  | 337.6897 | 97592.3198
361 |  |  | DIV-26 | Electrician | L2 – 6' Led Recessed Linear Fixture Manufacturer: 3G Lighting (Or Equal) Model: 3G-4Rl-50B-30-35K-Unv-Dim-Ceiling-Type-6'-Length (Or Equal) | 90 | 0% | 90 | EA | 3.65 | 328.5 | 103.2 | 33901.2 | 720 | 64800 | 98701.2 |  | 1440.2156 | 129619.4017
362 |  |  | DIV-26 | Electrician | L3 – 10' Led Recessed Linear Fixture Manufacturer: 3G Lighting (Or Equal) Model: 3G-4Rl-50B-48-35K-Unv-Dim-Ceiling-Type-10'-Length (Or Equal) | 27 | 0% | 27 | EA | 4.12 | 111.24 | 103.2 | 11479.968 | 1150 | 31050 | 42529.968 |  | 2076.4637 | 56064.5187
363 |  |  | DIV-26 | Electrician | L4 – 12' Led Recessed Linear Fixture Manufacturer: 3G Lighting (Or Equal) Model: 3G-4Rl-50B-58-35K-Unv-Dim-Ceiling-Type-12'-Length (Or Equal) | 5 | 0% | 5 | EA | 4.3 | 21.5 | 103.2 | 2218.8 | 1350 | 6750 | 8968.8 |  | 2367.3383 | 11836.6915
364 |  |  | DIV-26 | Electrician | L5 – 8' Led Recessed Linear Fixture Manufacturer: 3G Lighting (Or Equal) Model: 3G-4Rl-50B-40-35K-Unv-Dim-Ceiling-Type-8'-Length (Or Equal) | 45 | 0% | 45 | EA | 4 | 180 | 103.2 | 18576 | 980 | 44100 | 62676 |  | 1833.5411 | 82509.348
365 |  |  | DIV-26 | Electrician | F2 – 4" Diameter Architectural Recessed Light Manufacturer: Visa Lighting — Symmetry Series (Or Equal) Model: Cim1970-W-13.5-Wh-Total-Frame-Finish (Or Equal) | 26 | 0% | 26 | EA | 2.12 | 55.12 | 103.2 | 5688.384 | 290 | 7540 | 13228.384 |  | 665.1764 | 17294.5862
366 |  |  | DIV-26 | Electrician | L7 – 18.5' Led Recessed Cove Restroom Fixture Manufacturer: 3G Lighting (Or Equal) Model: 3G-2Rpe-7500-35K-35K-Unv-Dim-Flange-Type-18.5'-Length (Or Equal) | 2 | 0% | 2 | EA | 4.56 | 9.12 | 103.2 | 941.184 | 1900 | 3800 | 4741.184 |  | 3136.4738 | 6272.9477
367 |  |  | DIV-26 | Electrician | L6 – 7' Led Recessed Cove Restroom Fixture Manufacturer: 3G Lighting (Or Equal) Model: 3G-2Rpe-7500-35K-35K-Unv-Dim-Flange-Type-7'-Length (Or Equal) | 20 | 0% | 20 | EA | 3.65 | 73 | 103.2 | 7533.6 | 780 | 15600 | 23133.6 |  | 1520.4075 | 30408.1495
368 |  |  | DIV-26 | Electrician | A1 – 2'×2' Grid Lay-In Led Recessed Troffer Fixture Manufacturer: Metalux (Or Equal) Model: 22Cz2R34He-S-U-N-Gl-835-Hcd1 (Or Equal) | 139 | 0% | 139 | EA | 1.56 | 216.84 | 103.2 | 22377.888 | 195 | 27105 | 49482.888 |  | 464.8823 | 64618.6371
369 |  |  | DIV-26 | Electrician | A2 – 2'×4' Grid Lay-In Led Recessed Troffer Manufacturer: Metalux (Or Equal) Model: 24Cz4R34He-S-U-N-Gl-835-Hcd1 (Or Equal) | 20 | 0% | 20 | EA | 2 | 40 | 103.2 | 4128 | 230 | 4600 | 8728 |  | 569.2723 | 11385.4458
370 |  |  | DIV-26 | Electrician | F3 – High-Output, 60° Optic 3.3" Diameter Downlight Manufacturer: G Lighting / Fusion (Or Equal) Model: Mq-Pdl33R-H1E6-20-835-45K-40D-Unv-Hc-40In-Hwhco-Finish-Resin (Or Equal) | 73 | 0% | 73 | EA | 3.4 | 248.2 | 103.2 | 25614.24 | 450 | 32850 | 58464.24 |  | 1046.6183 | 76403.1333
371 |  |  | DIV-26 | Electrician | H1 – Suspended Round Led High-Bay Downlight (Wide Distribution) Manufacturer: Philips / Day-Brite (Or Equal) Model: Phz-25000Lm-Wpzfd-10T-35K-80Pc-Mounting-Finish-Hanger (Or Equal) | 19 | 0% | 19 | EA | 3.54 | 67.26 | 103.2 | 6941.232 | 650 | 12350 | 19291.232 |  | 1332.2555 | 25312.8546
372 |  |  | DIV-26 | Electrician | L10 – Restroom Recessed Fixture Type-Description: 17" Led Recessed Cove Restroom Fixture Manufacturer: 3G Lighting Model: 3G-2Rpe-Dso-380-35K-Unv-Dim-Flangth-3G-2Rpe (Or Equivalent) | 4 | 0% | 4 | EA | 3.5 | 14 | 103.2 | 1444.8 | 550 | 2200 | 3644.8 |  | 1193.3649 | 4773.4597
373 |  |  | DIV-26 | Electrician | L11 – Corridor Recessed Linear Fixture Type-Description: 9' Led Recessed Linear Fixture Manufacturer: 3G Lighting Model: 3G-4Rli-D500-380-35K-Unv-Dim-Ceiling (Or Equivalent) | 1 | 0% | 1 | EA | 4.1 | 4.1 | 103.2 | 423.12 | 1100 | 1100 | 1523.12 |  | 2007.0184 | 2007.0184
374 |  |  | DIV-26 | Electrician | L9 – Restroom Recessed Fixture Type-Description: 11" Led Recessed Cove Restroom Fixture Manufacturer: 3G Lighting Model: 3G-2Rpe-Dso-380-35K-Unv-Dim-Flangth-3G-2Rpe (Or Equivalent) | 2 | 0% | 2 | EA | 3.45 | 6.9 | 103.2 | 712.08 | 550 | 1100 | 1812.08 |  | 1186.8182 | 2373.6364
375 |  |  | DIV-26 | Electrician | S1 – Corridor/Cafeteria Recessed Linear Fixture Type-Description: 12' Led Recessed Linear Fixture Manufacturer: 3G Lighting Model: 3G-5Brmsl-500-380-35K-600-Unv-Dim-Ang-Eng-Bk-Hxb-S (Or Equivalent) | 24 | 0% | 24 | EA | 4.23 | 101.52 | 103.2 | 10476.864 | 1400 | 33600 | 44076.864 |  | 2424.9994 | 58199.9863
376 |  |  | DIV-26 | Electrician | W – Exterior Wall Pack Fixture Type-Description: Wall Pack Led Fixture With Type Iv Wide Distribution Manufacturer: Mcgraw Edison Model: Gwc Galleon Wall | 34 | 0% | 34 | EA | 1 | 34 | 103.2 | 3508.8 | 115 | 3910 | 7418.8 |  | 284.6361 | 9677.6289
377 |  |  | DIV-26 | Electrician | X1 – General Exit Sign Type-Description: Wall Mounted Exit Sign Manufacturer: Lithonia Model: Aedg-1-R-Rmr-Wm | 96 | 0% | 96 | EA | 0.75 | 72 | 103.2 | 7430.4 | 95 | 9120 | 16550.4 |  | 225.1718 | 21616.4891
378 |  |  | DIV-26 | Electrician | L12 – Corridor Recessed Linear Fixture Type-Description: 16' Led Recessed Linear Fixture Manufacturer: 3G Lighting Model: 3G-4Rli-D500-380-35K-Unv-Dim-Ceiling (Or Equivalent) | 4 | 0% | 4 | EA | 4.23 | 16.92 | 103.2 | 1746.144 | 1550 | 6200 | 7946.144 |  | 2625.4792 | 10501.9167
379 |  |  | DIV-26 | Electrician | L8 – Restroom Recessed Fixture Type-Description: 14" Led Recessed Cove Restroom Fixture Manufacturer: 3G Lighting Model: 3G-2Rpe-Dso-380-35K-Unv-Dim-Flangth-3G-2Rpe (Or Equivalent) | 2 | 0% | 2 | EA | 3.45 | 6.9 | 103.2 | 712.08 | 580 | 1160 | 1872.08 |  | 1226.9141 | 2453.8283
Site Lighting Fixture
380 |  |  | DIV-26 | Electrician | P1 – Site Pole-Mounted Fixture Type-Description: Pole-Mounted Led Type V Wide Throw Fixture Manufacturer: Mcgraw Edison Model: Gallon Ii (E.G., #Galn-S4Ac-740-T4W-Finish-Dim) | 25 | 0% | 25 | EA | 4 | 100 | 103.2 | 10320 | 1050 | 26250 | 36570 |  | 1927.0983 | 48177.4571
381 |  |  | DIV-26 | Electrician | P2 – Site Pole-Mounted Fixture Type-Description: Pole-Mounted Led Type V Forward Throw Fixture Manufacturer: Mcgraw Edison Model: Gallon Ii (E.G., #Galn-S4Ac-740-T4F-Finish-Dim) | 7 | 0% | 7 | EA | 4.12 | 28.84 | 103.2 | 2976.288 | 1150 | 8050 | 11026.288 |  | 2076.4637 | 14535.2456
382 |  |  | DIV-26 | Electrician | P3 – Site Pole-Mounted Fixture Type-Description: Pole-Mounted Led Type V Wide Throw Fixture With House-Side Shield Manufacturer: Mcgraw Edison Model: Gallon Ii (E.G., #Galn-S4Ac-740-T4W-Finish-Dim-Hss) | 11 | 0% | 11 | EA | 4.23 | 46.53 | 103.2 | 4801.896 | 1250 | 13750 | 18551.896 |  | 2224.5197 | 24469.7164
Lighting Switch
383 |  |  | DIV-26 | Electrician | 3 Way Low Voltage Switch | 4 | 0% | 4 | EA | 0.3 | 1.2 | 103.2 | 123.84 | 32.5 | 130 | 253.84 |  | 82.7178 | 330.8711
384 |  |  | DIV-26 | Electrician | 2 Way Dimmer Switch | 74 | 0% | 74 | EA | 0.35 | 25.9 | 103.2 | 2672.88 | 42.5 | 3145 | 5817.88 |  | 102.6298 | 7594.6087
385 |  |  | DIV-26 | Electrician | Dimmer Switch | 32 | 0% | 32 | EA | 0.32 | 10.24 | 103.2 | 1056.768 | 37.5 | 1200 | 2256.768 |  | 92.0191 | 2944.6124
386 |  |  | DIV-26 | Electrician | Vacancy Sensor Switch | 37 | 0% | 37 | EA | 0.4 | 14.8 | 103.2 | 1527.36 | 57.5 | 2127.5 | 3654.86 |  | 129.2246 | 4781.3092
387 |  |  | DIV-26 | Electrician | Occupancy /Vacancy Dimmer Switch | 43 | 0% | 43 | EA | 0.65 | 27.95 | 103.2 | 2884.44 | 77.5 | 3332.5 | 6216.94 |  | 188.689 | 8113.6251
388 |  |  | DIV-26 | Electrician | Low Voltage Switch | 3 | 0% | 3 | EA | 0.252 | 0.756 | 103.2 | 78.0192 | 27.5 | 82.5 | 160.5192 |  | 69.7502 | 209.2507
389 |  |  | DIV-26 | Electrician | 4 Way Dimmer Switch | 4 | 0% | 4 | EA | 0.45 | 1.8 | 103.2 | 185.76 | 62.5 | 250 | 435.76 |  | 142.454 | 569.8159
390 |  |  | DIV-26 | Electrician | One Way Switch | 29 | 0% | 29 | EA | 0.212 | 6.148 | 103.2 | 634.4736 | 11 | 319 | 953.4736 |  | 42.4601 | 1231.342
391 |  |  | DIV-26 | Electrician | Disconnect Switch | 119 | 0% | 119 | EA | 0.85 | 101.15 | 103.2 | 10438.68 | 110 | 13090 | 23528.68 |  | 258.3132 | 30739.2752
392 |  |  | DIV-26 | Electrician | Doas-1 250A Integral Disconnect Switch | 1 | 0% | 1 | EA | 3.65 | 3.65 | 103.2 | 376.68 | 725 | 725 | 1101.68 |  | 1446.8982 | 1446.8982
393 |  |  | DIV-26 | Electrician | Tamper Switch | 3 | 0% | 3 | EA | 0.75 | 2.25 | 103.2 | 232.2 | 90 | 270 | 502.2 |  | 218.4891 | 655.4673
394 |  |  | DIV-26 | Electrician | Flow Switch | 3 | 0% | 3 | EA | 1.12 | 3.36 | 103.2 | 346.752 | 122.5 | 367.5 | 714.252 |  | 310.3723 | 931.117
Power Fixture
395 |  |  | DIV-26 | Electrician | Controlled Duplex Receptacle | 354 | 0% | 354 | EA | 0.26975 | 95.4915 | 103.2 | 9854.7228 | 32.5 | 11505 | 21359.7228 |  | 78.757 | 27879.9768
396 |  |  | DIV-26 | Electrician | Quad Receptacle | 101 | 0% | 101 | EA | 0.35275 | 35.6277 | 103.2 | 3676.7838 | 42.5 | 4292.5 | 7969.2838 |  | 102.9899 | 10401.9818
397 |  |  | DIV-26 | Electrician | Duplex Receptacle | 459 | 0% | 459 | EA | 0.1162 | 53.3358 | 103.2 | 5504.2546 | 14 | 6426 | 11930.2546 |  | 33.9261 | 15572.0757
398 |  |  | DIV-26 | Electrician | Wp Duplex Receptacle | 8 | 0% | 8 | EA | 0.31125 | 2.49 | 103.2 | 256.968 | 37.5 | 300 | 556.968 |  | 90.8735 | 726.9877
399 |  |  | DIV-26 | Electrician | Gfci Duplex Receptacle | 2 | 0% | 2 | EA | 0.39425 | 0.7885 | 103.2 | 81.3732 | 47.5 | 95 | 176.3732 |  | 115.1064 | 230.2128
400 |  |  | DIV-26 | Electrician | Junction Box | 45 | 0% | 45 | EA | 0.0747 | 3.3615 | 103.2 | 346.9068 | 9 | 405 | 751.9068 |  | 21.8096 | 981.4333
401 |  |  | DIV-26 | Electrician | Floor Box | 33 | 0% | 33 | EA | 1.1827 | 39.0307 | 103.2 | 4027.9734 | 142.5 | 4702.5 | 8730.4734 |  | 345.3191 | 11395.5316
402 |  |  | DIV-26 | Electrician | Ceiling Mounted Duplex Receptacle | 15 | 0% | 15 | EA | 0.18675 | 2.8013 | 103.2 | 289.089 | 22.5 | 337.5 | 626.589 |  | 54.5241 | 817.8611
403 |  |  | DIV-26 | Electrician | Tr Duplex Receptacle | 8 | 0% | 8 | EA | 0.1328 | 1.0624 | 103.2 | 109.6397 | 16 | 128 | 237.6397 |  | 38.7727 | 310.1814
Panel
404 |  |  | DIV-26 | Electrician | 100A 480Y/277V, 4W, 3P Panel | 8 | 0% | 8 | EA | 4 | 32 | 103.2 | 3302.4 | 928.125 | 7425 | 10727.4 |  | 1764.2085 | 14113.6679
405 |  |  | DIV-26 | Electrician | 100A 480Y/277V, 4W, 3P Panel | 3 | 0% | 3 | EA | 4 | 12 | 103.2 | 1238.4 | 928.125 | 2784.375 | 4022.775 |  | 1764.2085 | 5292.6255
406 |  |  | DIV-26 | Electrician | 100A 208Y/120V, 4W, 3P Panel | 6 | 0% | 6 | EA | 3.85 | 23.1 | 103.2 | 2383.92 | 815.625 | 4893.75 | 7277.67 |  | 1594.2084 | 9565.2505
407 |  |  | DIV-26 | Electrician | 225A 208Y/120V, 4W, 3P Panel | 9 | 0% | 9 | EA | 4.23 | 38.07 | 103.2 | 3928.824 | 1321.875 | 11896.875 | 15825.699 |  | 2320.5829 | 20885.246
408 |  |  | DIV-26 | Electrician | 600A 208Y/120V, 4W, 3P Panel | 1 | 0% | 1 | EA | 6 | 6 | 103.2 | 619.2 | 3262.5 | 3262.5 | 3881.7 |  | 5146.0447 | 5146.0447
409 |  |  | DIV-26 | Electrician | 400A 208Y/120V, 4W, 3P Panel | 1 | 0% | 1 | EA | 5.85 | 5.85 | 103.2 | 603.72 | 2390.625 | 2390.625 | 2994.345 |  | 3961.1158 | 3961.1158
410 |  |  | DIV-26 | Electrician | 800A 408Y/277V, 4W, 3P Panel | 1 | 0% | 1 | EA | 8 | 8 | 103.2 | 825.6 | 5175 | 5175 | 6000.6 |  | 7964.0315 | 7964.0315
411 |  |  | DIV-26 | Electrician | 225A 408Y/277V, 4W, 3P Panel | 1 | 0% | 1 | EA | 4.23 | 4.23 | 103.2 | 436.536 | 1490.625 | 1490.625 | 1927.161 |  | 2546.1226 | 2546.1226
412 |  |  | DIV-26 | Electrician | 400A 408Y/277V, 4W, 3P Panel | 3 | 0% | 3 | EA | 6 | 18 | 103.2 | 1857.6 | 2756.25 | 8268.75 | 10126.35 |  | 4469.4255 | 13408.2765
413 |  |  | DIV-26 | Electrician | 600A 408Y/277V, 4W, 3P Panel | 1 | 0% | 1 | EA | 8 | 8 | 103.2 | 825.6 | 4078.125 | 4078.125 | 4903.725 |  | 6498.0233 | 6498.0233
414 |  |  | DIV-26 | Electrician | 600A 208Y/120V, 4W, 3P Panel | 1 | 0% | 1 | EA | 6 | 6 | 103.2 | 619.2 | 3318.75 | 3318.75 | 3937.95 |  | 5221.2246 | 5221.2246
Circuit Breaker
415 |  |  | DIV-26 | Electrician | 60A/3P Circuit Breaker | 1 | 0% | 1 | EA | 0.42169 | 0.42169 | 103.2 | 43.5181 | 50.8056 | 50.8056 | 94.3237 |  | 123.1169 | 123.1169
416 |  |  | DIV-26 | Electrician | 30A/3P Circuit Breaker | 4 | 0% | 4 | EA | 0.33051 | 1.322 | 103.2 | 136.435 | 39.8206 | 159.2825 | 295.7175 |  | 96.497 | 385.988
417 |  |  | DIV-26 | Electrician | 20A/3P Circuit Breaker | 5 | 0% | 5 | EA | 0.30772 | 1.5386 | 103.2 | 158.7821 | 37.0744 | 185.3719 | 344.154 |  | 89.842 | 449.2102
418 |  |  | DIV-26 | Electrician | 100A/3P Circuit Breaker | 24 | 0% | 24 | EA | 0.67242 | 16.1381 | 103.2 | 1665.4482 | 81.0144 | 1944.345 | 3609.7932 |  | 196.3215 | 4711.7161
419 |  |  | DIV-26 | Electrician | 50A/3P Circuit Breaker | 2 | 0% | 2 | EA | 0.39889 | 0.79779 | 103.2 | 82.3315 | 48.0594 | 96.1188 | 178.4502 |  | 116.4619 | 232.9238
420 |  |  | DIV-26 | Electrician | 250A/3P Circuit Breaker | 2 | 0% | 2 | EA | 1.9375 | 3.875 | 103.2 | 399.8957 | 233.4313 | 466.8625 | 866.7582 |  | 565.6721 | 1131.3443
421 |  |  | DIV-26 | Electrician | 300A/3P Circuit Breaker | 1 | 0% | 1 | EA | 2.3934 | 2.3934 | 103.2 | 246.9944 | 288.3562 | 288.3562 | 535.3507 |  | 698.7715 | 698.7715
422 |  |  | DIV-26 | Electrician | 225A/3P Circuit Breaker | 9 | 0% | 9 | EA | 1.6412 | 14.7704 | 103.2 | 1524.3085 | 197.73 | 1779.57 | 3303.8785 |  | 479.1576 | 4312.4181
423 |  |  | DIV-26 | Electrician | 450A/3P Circuit Breaker | 1 | 0% | 1 | EA | 3.4 | 3.4 | 103.2 | 350.88 | 508.0563 | 508.0563 | 858.9362 |  | 1124.2123 | 1124.2123
424 |  |  | DIV-26 | Electrician | 400A/3P Circuit Breaker | 2 | 0% | 2 | EA | 3.35 | 6.7 | 103.2 | 691.44 | 439.4 | 878.8 | 1570.24 |  | 1025.9043 | 2051.8086
425 |  |  | DIV-26 | Electrician | 800A/3P Circuit Breaker | 1 | 0% | 1 | EA | 4 | 4 | 103.2 | 412.8 | 1084.7687 | 1084.7687 | 1497.5687 |  | 1973.5678 | 1973.5678
426 |  |  | DIV-26 | Electrician | 600A/3P Circuit Breaker | 1 | 0% | 1 | EA | 3.65 | 3.65 | 103.2 | 376.68 | 782.6812 | 782.6812 | 1159.3612 |  | 1523.9911 | 1523.9911
Feeder Items
427 |  |  | DIV-26 | Electrician | Ground Rod | 24 | 0% | 24 | EA | 1 | 24 | 103.2 | 2476.8 | 85 | 2040 | 4516.8 |  | 244.5402 | 5868.9647
428 |  |  | DIV-26 | Electrician | 150Kva Transformer | 2 | 0% | 2 | EA | 16 | 32 | 103.2 | 3302.4 | 11800 | 23600 | 26902.4 |  | 17866.0341 | 35732.0681
429 |  |  | DIV-26 | Electrician | 112.5Kva Transformer | 2 | 0% | 2 | EA | 14 | 28 | 103.2 | 2889.6 | 9200 | 18400 | 21289.6 |  | 14129.1816 | 28258.3633
430 |  |  | DIV-26 | Electrician | Utility Meter | 4 | 0% | 4 | EA | 4 | 16 | 103.2 | 1651.2 | 1250 | 5000 | 6651.2 |  | 2194.4046 | 8777.6185
431 |  |  | DIV-26 | Electrician | 15Kva Transformer | 3 | 0% | 3 | EA | 6 | 18 | 103.2 | 1857.6 | 1650 | 4950 | 6807.6 |  | 2990.8873 | 8972.6619
432 |  |  | DIV-26 | Electrician | 30Kva Transformer | 3 | 0% | 3 | EA | 8 | 24 | 103.2 | 2476.8 | 2950 | 8850 | 11326.8 |  | 4990.2485 | 14970.7455
433 |  |  | DIV-26 | Electrician | 600Kw, 480V-3 Phase, Diesel Generator W/ Level 2 Sound Attenuated Wp Enclosure And Subbase Double Wall Fuel Tank | 1 | 0% | 1 | EA | 120 | 120 | 103.2 | 12384 | 215000 | 215000 | 227384 |  | 303066.5155 | 303066.5155
434 |  |  | DIV-26 | Electrician | Trystar Dual Purpose Docking Station | 1 | 0% | 1 | EA | 10 | 10 | 103.2 | 1032 | 18500 | 18500 | 19532 |  | 26035.1864 | 26035.1864
Feeder Cable
435 |  |  | DIV-26 | Electrician | (10) 3#600, 1#500 G, (10) 4" Conduit | 600 | 5% | 630 | LF | 2.6 | 1638 | 103.2 | 169041.6 | 425 | 267750 | 436791.6 |  | 908.457 | 572327.8927
436 |  |  | DIV-26 | Electrician | (8) 3#600, 1#400 G, (8) 4" Conduit | 100 | 5% | 105 | LF | 2.3 | 241.5 | 103.2 | 24922.8 | 360 | 37800 | 62722.8 |  | 782.3019 | 82141.7008
437 |  |  | DIV-26 | Electrician | (6) 3#600, 1#350 G, (6) 4" Conduit | 150 | 5% | 157.5 | LF | 2 | 315 | 103.2 | 32508 | 295 | 46462.5 | 78970.5 |  | 656.1469 | 103343.1291
438 |  |  | DIV-26 | Electrician | (5) 3#600, 1#250 G, (5) 4" Conduit | 50 | 5% | 52.5 | LF | 1.85 | 97.125 | 103.2 | 10023.3 | 255 | 13387.5 | 23410.8 |  | 583.0453 | 30609.88
439 |  |  | DIV-26 | Electrician | (4) 3#600, 1#4/0 G, (4) 4" Conduit | 100 | 5% | 105 | LF | 1.7 | 178.5 | 103.2 | 18421.2 | 215 | 22575 | 40996.2 |  | 509.9438 | 53544.1006
440 |  |  | DIV-26 | Electrician | (3) 3#600, 1#3/0 G, (3) 4" Conduit | 50 | 5% | 52.5 | LF | 1.55 | 81.375 | 103.2 | 8397.9 | 185 | 9712.5 | 18110.4 |  | 450.2076 | 23635.8998
441 |  |  | DIV-26 | Electrician | (3) 3#500, 1#2/0 G, (3) 3-1/2" Conduit | 200 | 5% | 210 | LF | 1.45 | 304.5 | 103.2 | 31424.4 | 165 | 34650 | 66074.4 |  | 410.3835 | 86180.5309
442 |  |  | DIV-26 | Electrician | (2) 3#600, 1#1/0 G, (2) 4" Conduit | 400 | 5% | 420 | LF | 1.35 | 567 | 103.2 | 58514.4 | 145 | 60900 | 119414.4 |  | 370.5593 | 155634.9255
443 |  |  | DIV-26 | Electrician | 3#1, 1#8 G, 1-1/2" Conduit | 200 | 5% | 210 | LF | 0.55 | 115.5 | 103.2 | 11919.6 | 18 | 3780 | 15699.6 |  | 96.0718 | 20175.0823
444 |  |  | DIV-26 | Electrician | 3#2, 1#8 G, 1-1/4" Conduit | 500 | 5% | 525 | LF | 0.5 | 262.5 | 103.2 | 27090 | 15 | 7875 | 34965 |  | 85.5155 | 44895.6246
445 |  |  | DIV-26 | Electrician | 3#3, 1#8 G, 1-1/4" Conduit | 200 | 5% | 210 | LF | 0.48 | 100.8 | 103.2 | 10402.56 | 13.5 | 2835 | 13237.56 |  | 80.892 | 16987.3154
446 |  |  | DIV-26 | Electrician | 3#6, 1#10 G, 1" Conduit | 300 | 5% | 315 | LF | 0.42 | 132.3 | 103.2 | 13653.36 | 9.5 | 2992.5 | 16645.86 |  | 67.6898 | 21322.2716
447 |  |  | DIV-26 | Electrician | 3#8, 1#10 G, 3/4" Conduit | 100 | 5% | 105 | LF | 0.38 | 39.9 | 103.2 | 4117.68 | 7.5 | 787.5 | 4905.18 |  | 59.7793 | 6276.8252
448 |  |  | DIV-26 | Electrician | 3#10, 1#10 G, 3/4" Conduit | 50 | 5% | 52.5 | LF | 0.35 | 18.375 | 103.2 | 1896.3 | 6.5 | 341.25 | 2237.55 |  | 54.5147 | 2862.0221
449 |  |  | DIV-26 | Electrician | (2) 3#350, 1#1 G, (2) 3" Conduit | 50 | 5% | 52.5 | LF | 1.25 | 65.625 | 103.2 | 6772.5 | 125 | 6562.5 | 13335 |  | 330.7352 | 17363.5987
450 |  |  | DIV-26 | Electrician | (2) 3#250, 1#2 G, (2) 3" Conduit | 200 | 5% | 210 | LF | 1.1 | 231 | 103.2 | 23839.2 | 95 | 19950 | 43789.2 |  | 270.999 | 56909.7924
451 |  |  | DIV-26 | Electrician | (6) 3#600, 1#350 G, (6) 4" Conduit | 600 | 5% | 630 | LF | 2.1 | 1323 | 103.2 | 136533.6 | 305 | 192150 | 328683.6 |  | 682.6057 | 430041.5712
452 |  |  | DIV-26 | Electrician | 3#250, 1#4 G, 2-1/2" Conduit | 400 | 5% | 420 | LF | 0.95 | 399 | 103.2 | 41176.8 | 55 | 23100 | 64276.8 |  | 197.8975 | 83116.9473
453 |  |  | DIV-26 | Electrician | 3#4/0, 1#4 G, 2" Conduit | 200 | 5% | 210 | LF | 0.85 | 178.5 | 103.2 | 18421.2 | 48 | 10080 | 28501.2 |  | 175.4483 | 36844.137
454 |  |  | DIV-26 | Electrician | 3#3/0, 1#6 G, 2" Conduit | 500 | 5% | 525 | LF | 0.8 | 420 | 103.2 | 43344 | 42 | 22050 | 65394 |  | 160.8823 | 84463.224
455 |  |  | DIV-26 | Electrician | 3#2/0, 1#6 G, 2" Conduit | 100 | 5% | 105 | LF | 0.75 | 78.75 | 103.2 | 8127 | 36 | 3780 | 11907 |  | 146.3164 | 15363.2211
456 |  |  | DIV-26 | Electrician | 3#1/0, 1#6 G, 1-1/2" Conduit | 200 | 5% | 210 | LF | 0.7 | 147 | 103.2 | 15170.4 | 30 | 6300 | 21470.4 |  | 131.7505 | 27667.5947
Transformer Cable
457 |  |  | DIV-26 | Electrician | 4#600 (4 Sets), 1#3/0 G, 4" Conduit | 100 | 5% | 105 | LF | 3 | 315 | 103.2 | 32508 | 495 | 51975 | 84483 |  | 1054.3882 | 110710.7601
458 |  |  | DIV-26 | Electrician | 4-400 Kcmil (4 Sets), 1#3/0 G, 3" Conduit | 100 | 5% | 105 | LF | 2.6 | 273 | 103.2 | 28173.6 | 410 | 43050 | 71223.6 |  | 888.409 | 93282.9447
459 |  |  | DIV-26 | Electrician | 4-350 Kcmil (3 Sets), 1#2/0 G, 3" Conduit | 150 | 5% | 157.5 | LF | 2.2 | 346.5 | 103.2 | 35758.8 | 295 | 46462.5 | 82221.3 |  | 682.3339 | 107467.5816
460 |  |  | DIV-26 | Electrician | 4-400 Kcmil (2 Sets), 1#2/0 G, 3" Conduit | 50 | 5% | 52.5 | LF | 1.9 | 99.75 | 103.2 | 10294.2 | 235 | 12337.5 | 22631.7 |  | 562.8614 | 29550.2261
461 |  |  | DIV-26 | Electrician | 4#4/0 (2 Sets), 1#2/0 G, 3" Conduit | 100 | 5% | 105 | LF | 1.75 | 183.75 | 103.2 | 18963 | 215 | 22575 | 41538 |  | 516.4906 | 54231.5094
462 |  |  | DIV-26 | Electrician | 4-300 Kcmil, 1#2 G, 2-1/2" Conduit | 50 | 5% | 52.5 | LF | 1.3 | 68.25 | 103.2 | 7043.4 | 95 | 4987.5 | 12030.9 |  | 297.186 | 15602.2656
463 |  |  | DIV-26 | Electrician | 4#2/0, 1#4 G, 2" Conduit | 200 | 5% | 210 | LF | 1.1 | 231 | 103.2 | 23839.2 | 58 | 12180 | 36019.2 |  | 221.5473 | 46524.9411
464 |  |  | DIV-26 | Electrician | 4#2, 1#8 G, 1-1/2" Conduit | 50 | 5% | 52.5 | LF | 0.65 | 34.125 | 103.2 | 3521.7 | 18 | 945 | 4466.7 |  | 109.1653 | 5731.1793
465 |  |  | DIV-26 | Electrician | 4#6, 1#8 G, 1" Conduit | 200 | 5% | 210 | LF | 0.55 | 115.5 | 103.2 | 11919.6 | 11 | 2310 | 14229.6 |  | 86.7161 | 18210.3807
Wiring & Conduits
Lighting Wiring
466 |  |  | DIV-26 | Electrician | 2#12 Awg Thhn/Thwn Wire | 72000 | 5% | 75600 | LF | 0.01454 | 1099.224 | 103.2 | 113439.9168 | 0.436 | 32961.6 | 146401.5168 |  | 2.4865 | 187981.1177
467 |  |  | DIV-26 | Electrician | 1#12 Gnd Wire | 36000 | 5% | 37800 | LF | 0.00727 | 274.806 | 103.2 | 28359.9792 | 0.218 | 8240.4 | 36600.3792 |  | 1.2433 | 46995.2794
468 |  |  | DIV-26 | Electrician | 3/4" Emt Conduit For Lighting | 36000 | 5% | 37800 | LF | 0.062 | 2343.6 | 103.2 | 241859.52 | 1.7 | 64260 | 306119.52 |  | 10.3901 | 392744.793
469 | [5 empty] | 2880 | 0% | 2880 | EA
470 |  |  |  |  | 3/4" Coupling Ss Stl - Emt | 3600 | 0% | 3600 | EA
471 |  |  |  |  | 3/4" 1-H Strap - Emt - Steel | 5354 | 0% | 5354 | EA
472 |  |  |  |  | #8 To #10 X 7/8 Plas Anchor (3/16) | 7154 | 0% | 7154 | EA
473 |  |  |  |  | #10 X 1 P/H Self-Tap Screw | 7154 | 0% | 7154 | EA
Power Wiring
474 |  |  | DIV-26 | Electrician | 2#12 Awg Thhn/Thwn Wire | 35616 | 5% | 37396.8 | LF | 0.01454 | 543.7495 | 103.2 | 56114.9455 | 0.436 | 16305.0048 | 72419.9503 |  | 2.4865 | 92987.9929
475 |  |  | DIV-26 | Electrician | 1#12 Gnd Wire | 17808 | 5% | 18698.4 | LF | 0.00727 | 135.9374 | 103.2 | 14028.7364 | 0.218 | 4076.2512 | 18104.9876 |  | 1.2433 | 23246.9982
476 |  |  | DIV-26 | Electrician | 3/4" Emt Conduit For Power | 17808 | 5% | 18698.4 | LF | 0.062 | 1159.3008 | 103.2 | 119639.8426 | 1.7 | 31787.28 | 151427.1226 |  | 10.3901 | 194277.7576
477 | [5 empty] | 1425 | 0% | 1425 | EA
478 |  |  |  |  | 3/4" Coupling Ss Stl - Emt | 1781 | 0% | 1781 | EA
479 |  |  |  |  | 3/4" 1-H Strap - Emt - Steel | 2649 | 0% | 2649 | EA
480 |  |  |  |  | #8 To #10 X 7/8 Plas Anchor (3/16) | 3539 | 0% | 3539 | EA
481 |  |  |  |  | #10 X 1 P/H Self-Tap Screw | 3539 | 0% | 3539 | EA
|  |  | DIV-27 |  | Communication | [11 empty] | 21061.4006
Communication Outlets
482 |  |  | DIV-27 | Communication | Data Outlet | 107 | 0% | 107 | EA | 0.18 | 19.26 | 103.2 | 1987.632 | 12 | 1284 | 3271.632 |  | 39.6067 | 4237.9148
Communication Wiring
483 |  |  | DIV-27 | Communication | Cat6 Cable | 1712 | 5% | 1797.6 | LF | 0.015 | 26.964 | 103.2 | 2782.6848 | 0.25 | 449.4 | 3232.0848 |  | 2.2982 | 4131.1687
484 |  |  | DIV-27 | Communication | 3/4" Emt Conduit For Communication | 1712 | 5% | 1797.6 | LF | 0.062 | 111.4512 | 103.2 | 11501.7638 | 1.7 | 3055.92 | 14557.6838 |  | 10.3901 | 18677.1968
485 | [5 empty] | 137 | 0% | 137 | EA
486 |  |  |  |  | 3/4" Coupling Ss Stl - Emt | 172 | 0% | 172 | EA
487 |  |  |  |  | 3/4" 1-H Strap - Emt - Steel | 256 | 0% | 256 | EA
488 |  |  |  |  | #8 To #10 X 7/8 Plas Anchor (3/16) | 342 | 0% | 342 | EA
489 |  |  |  |  | #10 X 1 P/H Self-Tap Screw | 342 | 0% | 342 | EA
|  |  | DIV-28 |  | Electronic Safety & Security | [11 empty] | 468753.3577
Security Outlets
490 |  |  | DIV-28 | Electronic Safety and Security (FA) | Camera | 7 | 0% | 7 | EA | 3.32 | 23.24 | 103.2 | 2398.368 | 380 | 2660 | 5058.368 |  | 942.5862 | 6598.1037
Sensor
491 |  |  | DIV-28 | Electronic Safety and Security (FA) | Occupancy Sensor | 385 | 0% | 385 | EA | 0.7055 | 271.6175 | 103.2 | 28030.926 | 85 | 32725 | 60755.926 |  | 205.9798 | 79302.2372
492 |  |  | DIV-28 | Electronic Safety and Security (FA) | Day Light Sensor | 57 | 0% | 57 | EA | 0.7885 | 44.9445 | 103.2 | 4638.2724 | 95 | 5415 | 10053.2724 |  | 230.2128 | 13122.1273
493 |  |  | DIV-28 | Electronic Safety and Security (FA) | Vacancy Sensor | 9 | 0% | 9 | EA | 0.747 | 6.723 | 103.2 | 693.8136 | 90 | 810 | 1503.8136 |  | 218.0963 | 1962.8667
Sensor
494 |  |  | DIV-28 | Electronic Safety and Security (FA) | Smoke Detector | 134 | 0% | 134 | EA | 1.0375 | 139.025 | 103.2 | 14347.38 | 125 | 16750 | 31097.38 |  | 302.9115 | 40590.1444
495 |  |  | DIV-28 | Electronic Safety and Security (FA) | Smoke Damper Connection | 9 | 0% | 9 | EA | 0.913 | 8.217 | 103.2 | 847.9944 | 110 | 990 | 1837.9944 |  | 266.5621 | 2399.0593
496 |  |  | DIV-28 | Electronic Safety and Security (FA) | Fire Smoke Damper | 3 | 0% | 3 | EA | 4.12 | 12.36 | 103.2 | 1275.552 | 1250 | 3750 | 5025.552 |  | 2210.1168 | 6630.3505
497 |  |  | DIV-28 | Electronic Safety and Security (FA) | Remote Test Station | 6 | 0% | 6 | EA | 0.7885 | 4.731 | 103.2 | 488.2392 | 95 | 570 | 1058.2392 |  | 230.2128 | 1381.2766
498 |  |  | DIV-28 | Electronic Safety and Security (FA) | Addressable Relay Module | 9 | 0% | 9 | EA | 1.3695 | 12.3255 | 103.2 | 1271.9916 | 165 | 1485 | 2756.9916 |  | 399.8432 | 3598.5889
499 |  |  | DIV-28 | Electronic Safety and Security (FA) | Duct Smoke Detector | 6 | 0% | 6 | EA | 3.1955 | 19.173 | 103.2 | 1978.6536 | 385 | 2310 | 4288.6536 |  | 932.9675 | 5597.805
500 |  |  | DIV-28 | Electronic Safety and Security (FA) | Zone Addressable Module | 9 | 0% | 9 | EA | 1.2035 | 10.8315 | 103.2 | 1117.8108 | 145 | 1305 | 2422.8108 |  | 351.3774 | 3162.3963
501 |  |  | DIV-28 | Electronic Safety and Security (FA) | Remote Alarm Indicating Station | 54 | 0% | 54 | EA | 0.9545 | 51.543 | 103.2 | 5319.2376 | 115 | 6210 | 11529.2376 |  | 278.6786 | 15048.6446
502 |  |  | DIV-28 | Electronic Safety and Security (FA) | Pull Station | 36 | 0% | 36 | EA | 1.2035 | 43.326 | 103.2 | 4471.2432 | 145 | 5220 | 9691.2432 |  | 351.3774 | 12649.5853
503 |  |  | DIV-28 | Electronic Safety and Security (FA) | Audio/Visual Notification Appliance | 202 | 0% | 202 | EA | 1.3695 | 276.639 | 103.2 | 28549.1448 | 165 | 33330 | 61879.1448 |  | 399.8432 | 80768.329
504 |  |  | DIV-28 | Electronic Safety and Security (FA) | Wp Audio/Visual Notification Appliance | 1 | 0% | 1 | EA | 1.7845 | 1.7845 | 103.2 | 184.1604 | 215 | 215 | 399.1604 |  | 521.0078 | 521.0078
505 |  |  | DIV-28 | Electronic Safety and Security (FA) | Visual Notification Appliance | 3 | 0% | 3 | EA | 1.0375 | 3.1125 | 103.2 | 321.21 | 125 | 375 | 696.21 |  | 302.9115 | 908.7346
506 |  |  | DIV-28 | Electronic Safety and Security (FA) | Audio Notification Appliance | 3 | 0% | 3 | EA | 0.9545 | 2.8635 | 103.2 | 295.5132 | 115 | 345 | 640.5132 |  | 278.6786 | 836.0358
507 |  |  | DIV-28 | Electronic Safety and Security (FA) | Control Module | 2 | 0% | 2 | EA | 1.4525 | 2.905 | 103.2 | 299.796 | 175 | 350 | 649.796 |  | 424.0761 | 848.1523
508 |  |  | DIV-28 | Electronic Safety and Security (FA) | Monitor Module | 2 | 0% | 2 | EA | 1.2865 | 2.573 | 103.2 | 265.5336 | 155 | 310 | 575.5336 |  | 375.6103 | 751.2206
509 |  |  | DIV-28 | Electronic Safety and Security (FA) | Fire Alarm Terminal Cabinet | 4 | 0% | 4 | EA | 3.75 | 15 | 103.2 | 1548 | 850 | 3400 | 4948 |  | 1627.0582 | 6508.2328
510 |  |  | DIV-28 | Electronic Safety and Security (FA) | Heat Detector | 4 | 0% | 4 | EA | 0.9545 | 3.818 | 103.2 | 394.0176 | 115 | 460 | 854.0176 |  | 278.6786 | 1114.7144
511 |  |  | DIV-28 | Electronic Safety and Security (FA) | Fire Alarm Annunciator | 8 | 0% | 8 | EA | 6 | 48 | 103.2 | 4953.6 | 2950 | 23600 | 28553.6 |  | 4728.3785 | 37827.0281
512 |  |  | DIV-28 | Electronic Safety and Security (FA) | Fire Alarm Control Pannel | 2 | 0% | 2 | EA | 6 | 12 | 103.2 | 1238.4 | 3854 | 7708 | 8946.4 |  | 5936.6032 | 11873.2063
513 |  |  | DIV-28 | Electronic Safety and Security (FA) | Surge Protection Device | 1 | 0% | 1 | EA | 3.1955 | 3.1955 | 103.2 | 329.7756 | 385 | 385 | 714.7756 |  | 932.9675 | 932.9675
514 |  |  | DIV-28 | Electronic Safety and Security (FA) | Fire Alarm Phone Jack | 2 | 0% | 2 | EA | 0.3735 | 0.747 | 103.2 | 77.0904 | 45 | 90 | 167.0904 |  | 109.0481 | 218.0963
515 |  |  | DIV-28 | Electronic Safety and Security (FA) | Bell Light | 3 | 0% | 3 | EA | 1.2865 | 3.8595 | 103.2 | 398.3004 | 155 | 465 | 863.3004 |  | 375.6103 | 1126.8309
516 |  |  | DIV-28 | Electronic Safety and Security (FA) | Fire Alarm Knox Box Connection | 2 | 0% | 2 | EA | 1.4525 | 2.905 | 103.2 | 299.796 | 175 | 350 | 649.796 |  | 424.0761 | 848.1523
517 |  |  | DIV-28 | Electronic Safety and Security (FA) | Battery Cabinet | 1 | 0% | 1 | EA | 4.12 | 4.12 | 103.2 | 425.184 | 1150 | 1150 | 1575.184 |  | 2076.4637 | 2076.4637
Fire Alarm Wiring
518 |  |  | DIV-28 | Electronic Safety and Security (FA) | 2#16 Awg Wire | 30848 | 5% | 32390.4 | LF | 0.01454 | 470.9564 | 103.2 | 48602.7021 | 0.436 | 14122.2144 | 62724.9165 |  | 2.4865 | 80539.4655
519 |  |  | DIV-28 | Electronic Safety and Security (FA) | 1#16 Gnd Wire | 15424 | 5% | 16195.2 | LF | 0.00727 | 117.7391 | 103.2 | 12150.6755 | 0.218 | 3530.5536 | 15681.2291 |  | 1.2433 | 20134.8664
520 |  |  | DIV-28 | Electronic Safety and Security (FA) | 3/4" Emt Conduit For Fire Alarm | 15424 | 5% | 16195.2 | LF | 0.062 | 1004.1024 | 103.2 | 103623.3677 | 1.7 | 27531.84 | 131155.2077 |  | 10.3901 | 168269.3247
521 | [5 empty] | 1234 | 0% | 1234 | EA
522 |  |  |  |  | 3/4" Coupling Ss Stl - Emt | 1543 | 0% | 1543 | EA
523 |  |  |  |  | 3/4" 1-H Strap - Emt - Steel | 2294 | 0% | 2294 | EA
524 |  |  |  |  | #8 To #10 X 7/8 Plas Anchor (3/16) | 3066 | 0% | 3066 | EA
525 |  |  |  |  | #10 X 1 P/H Self-Tap Screw | 3066 | 0% | 3066 | EA
SUB TOTAL | [9 empty] | Total Lab. Hours = | 69098.5188 | Total Lab. Cost = | 6739269.7645 | Total Mat. Cost = | 5583475.7569 | 12322745.5214 | 12322745.5214 |  | 16012940.859
MATERIAL TAX | [11 empty] | 6.678% |  |  | 372864.511 | 372864.511 | 372864.511
OVERHEAD & PROFIT / INFLATION (Material) | [11 empty] | 25% |  |  | 1395868.9392 | 1395868.9392 | 1395868.9392
OVERHEAD & PROFIT (Labor) | [11 empty] | 25% | 1684817.4411 |  |  | 1684817.4411 | 1684817.4411
BOND FEE | [11 empty] | 1.5% | 126361.3081 |  | 110283.1381 | 236644.4462 | 236644.4462
TOTAL BASE BID | [12 empty] | 8550448.5137 |  | 7462492.3453 | 16012940.859 | 16012940.859 |  | 16012940.859

## Dashboard
Project Dashboard
Contentration of Sub-Contractor Cost
$-
00/01/1900
$16,012,941
$-
$-
GC
Project Name
Date
Base Bid
Project Type
Address
Scope of Work
$5,583,476
Material
$6,739,270
Labor
$372,865
Material Tax
$1,395,869
Material Profit
$1,684,817
Labor Profit
$236,644
Bond Fee
Base Bid
$16,012,941
By Others
Separate Permit

## Data for Dashboard (hidden)
Pie Chart:
| Type | Amount
| Material | 5583475.7569 | 34.87%
| Labor | 6739269.7645 | 42.09% | Type | Percentage
| Material Tax | 372864.511 | 2.329% | Material Tax | 6.678%
| Overhead & Profit (Material) | 1395868.9392 | 8.717% | Overhead & Profit (Material) | 25%
| Overhead & Profit (Labor) | 1684817.4411 | 10.52% | Overhead & Profit (Labor) | 25%
| Bond Fee | 236644.4462 | 1.478% | Bond Fee | 1.5%
|  | 16012940.859 |  | OH & P on subnotes | 5%

## COST SUMMARY
COST SUMMARY
|  | Date: | 0% |  |  |  |  | Project Type: | 0
|  | Project: | 0 |  |  |  |  | Scope of Work: | GC
|  | Project Location: | 0 |  |  |  |  | Total Base Bid: | 16012940.859
| BASE BID /ALTERNATES/ALLOWANCES |  | TOTAL COSTS |  |  |  | Please enter the sub-quotes in column R (Highlighted orange) against each division/trade and update the Overhead & Profit % as required below; column K will be updated automatically with Subquotes with OH&P. If there is no value entered in column R, the cost from column J (by DE) will be picked.
| Base Bid |  | 16012940.859
| Hourly Rates Tab | [5 empty] | OH&P on Subquotes |  | 5%
Note: Click on any of the above text to go to the relevant Tab
For Client's Use Only
| CSI Summary for Base Bid | [5 empty] | Comparison with Sub-Quotes |  |  | Enter the numbers manually
Enter Subquotes below
| Div. No. | CSI Division | Labor Cost | Material Cost | Total Cost | % of sub-total cost | Division Cost with OH&P & Material Tax | Sub-Quotes w/ OH&P | Difference | Finalized Bid amount by GC | Remarks
| DIV-01 | General Requirements | 2029344.0918 | 0 | 2029344.0918 | 16.47% | 2574730.3165 | 0 | 2574730.3165 |  |  | 0
| DIV-03 | Concrete | 0 | 0 | 0 | 0% | 0 | 0 | 0 |  |  | 0
| DIV-05 | Metals | 0 | 0 | 0 | 0% | 0 | 0 | 0 |  |  | 0
| DIV-06 | Wood, Plastics & Composites | 0 | 0 | 0 | 0% | 0 | 0 | 0 |  |  | 0
| DIV-07 | Thermal & Moisture Protection | 0 | 0 | 0 | 0% | 0 | 0 | 0 |  |  | 0
| DIV-08 | Openings | 0 | 0 | 0 | 0% | 0 | 0 | 0 |  |  | 0
| DIV-09 | Finishes | 0 | 0 | 0 | 0% | 0 | 0 | 0 |  |  | 0
| DIV-10 | Specialties | 0 | 0 | 0 | 0% | 0 | 0 | 0 |  |  | 0
| DIV-12 | Furnishings | 0 | 0 | 0 | 0% | 0 | 0 | 0 |  |  | 0
| DIV-21 | Fire Suppression | 130430.7574 | 104850.132 | 235280.8894 | 1.909% | 305619.5487 | 0 | 305619.5487 |  |  | 0
| DIV-22 | Plumbing | 678016.1423 | 905495.8479 | 1583511.9902 | 12.85% | 2070456.8855 | 0 | 2070456.8855 |  |  | 0
| DIV-23 | Heating, Ventilating, & Air conditioning | 1429984.7365 | 1920623.6693 | 3350608.4058 | 27.19% | 4381267.5522 | 0 | 4381267.5522 |  |  | 0
| DIV-26 | Electrical | 2184386.206 | 2449799.1797 | 4634185.3857 | 37.61% | 6045674.2612 | 0 | 6045674.2612 |  |  | 0
| DIV-27 | Communications | 16272.0806 | 4789.32 | 21061.4006 | 0.1709% | 27046.2803 | 0 | 27046.2803 |  |  | 0
| DIV-28 | Electronic Safety & Security | 270835.7497 | 197917.608 | 468753.3577 | 3.804% | 608146.0146 | 0 | 608146.0146 |  |  | 0
| DIV-31 | Earthwork | 0 | 0 | 0 | 0% | 0 | 0 | 0 |  |  | 0
| DIV-32 | Exterior Improvements | 0 | 0 | 0 | 0% | 0 | 0 | 0 |  |  | 0
| DIV-33 | Utilities | 0 | 0 | 0 | 0% | 0 | 0 | 0 |  |  | 0
|  | SUB TOTAL | 6739269.7645 | 5583475.7569 | 12322745.5214 | 100% | 16012940.859 | 0 | 16012940.859 | 0 |  | 0
|  | MATERIAL TAX | 0 | 372864.511 | 372864.511 | 6.678%
|  | OVERHEAD & PROFIT / INFLATION (Material) | 0 | 1395868.9392 | 1395868.9392 | 25%
|  | OVERHEAD & PROFIT (Labor) | 1684817.4411 | 0 | 1684817.4411 | 25%
|  | Bond Fee |  |  | 236644.4462 | 1.5%
|  | TOTAL BASE BID |  |  | 16012940.859
For Client's Use Only
| Sub-Contractor/Trade Summary for Base Bid | [5 empty] | Comparison with Sub-Quotes |  |  | Enter the numbers manually
Enter Subquotes below
| Sub Contractor |  | Labor Cost | Material Cost | Total Cost | % of sub-total cost | Sub Contractor Cost with OH&P & Material Tax | Sub-Quotes w/ OH&P | Difference | Finalized Bid amount by GC | Remarks
| General Requirements |  | 2029344.0918 | 0 | 2029344.0918 | 16.47% | 2574730.3165 | 0 | 2574730.3165 |  |  | 0
| Accessories |  | 0 | 0 | 0 | 0% | 0 | 0 | 0 |  |  | 0
| Communication |  | 16272.0806 | 4789.32 | 21061.4006 | 0.1709% | 27046.2803 | 0 | 27046.2803 |  |  | 0
| Concrete - Building |  | 0 | 0 | 0 | 0% | 0 | 0 | 0 |  |  | 0
| Countertops |  | 0 | 0 | 0 | 0% | 0 | 0 | 0 |  |  | 0
| Dewatering |  | 0 | 0 | 0 | 0% | 0 | 0 | 0 |  |  | 0
| Doors & Hardware |  | 0 | 0 | 0 | 0% | 0 | 0 | 0 |  |  | 0
| Dry Waller |  | 0 | 0 | 0 | 0% | 0 | 0 | 0 |  |  | 0
| Earth worker |  | 0 | 0 | 0 | 0% | 0 | 0 | 0 |  |  | 0
| Electrician |  | 2184386.206 | 2449799.1797 | 4634185.3857 | 37.61% | 6045674.2612 | 0 | 6045674.2612 |  |  | 0
| Electronic Safety and Security (FA) |  | 270835.7497 | 197917.608 | 468753.3577 | 3.804% | 608146.0146 | 0 | 608146.0146 |  |  | 0
| Erosion Control |  | 0 | 0 | 0 | 0% | 0 | 0 | 0 |  |  | 0
| Exterior improvements |  | 0 | 0 | 0 | 0% | 0 | 0 | 0 |  |  | 0
| Fencing and Gates - Metal |  | 0 | 0 | 0 | 0% | 0 | 0 | 0 |  |  | 0
| Finish Carpenter |  | 0 | 0 | 0 | 0% | 0 | 0 | 0 |  |  | 0
| Fire Suppression |  | 130430.7574 | 104850.132 | 235280.8894 | 1.909% | 305619.5487 | 0 | 305619.5487 |  |  | 0
| Flooring |  | 0 | 0 | 0 | 0% | 0 | 0 | 0 |  |  | 0
| Framer Light Gauge |  | 0 | 0 | 0 | 0% | 0 | 0 | 0 |  |  | 0
| Insulation |  | 0 | 0 | 0 | 0% | 0 | 0 | 0 |  |  | 0
| Interior Painter |  | 0 | 0 | 0 | 0% | 0 | 0 | 0 |  |  | 0
| Joint Sealants |  | 0 | 0 | 0 | 0% | 0 | 0 | 0 |  |  | 0
| Landscaper |  | 0 | 0 | 0 | 0% | 0 | 0 | 0 |  |  | 0
| Mechanical |  | 1429984.7365 | 1920623.6693 | 3350608.4058 | 27.19% | 4381267.5522 | 0 | 4381267.5522 |  |  | 0
| Millwork |  | 0 | 0 | 0 | 0% | 0 | 0 | 0 |  |  | 0
| Paving |  | 0 | 0 | 0 | 0% | 0 | 0 | 0 |  |  | 0
| Plumber |  | 678016.1423 | 905495.8479 | 1583511.9902 | 12.85% | 2070456.8855 | 0 | 2070456.8855 |  |  | 0
| Roofer |  | 0 | 0 | 0 | 0% | 0 | 0 | 0 |  |  | 0
| Sheathing |  | 0 | 0 | 0 | 0% | 0 | 0 | 0 |  |  | 0
| Site Concrete |  | 0 | 0 | 0 | 0% | 0 | 0 | 0 |  |  | 0
| Site Paint |  | 0 | 0 | 0 | 0% | 0 | 0 | 0 |  |  | 0
| Structural Steel |  | 0 | 0 | 0 | 0% | 0 | 0 | 0 |  |  | 0
| Tiler |  | 0 | 0 | 0 | 0% | 0 | 0 | 0 |  |  | 0
| Utilities |  | 0 | 0 | 0 | 0% | 0 | 0 | 0 |  |  | 0
| Window Installer |  | 0 | 0 | 0 | 0% | 0 | 0 | 0 |  |  | 0
| SUB TOTAL |  | 6739269.7645 | 5583475.7569 | 12322745.5214 | 100% | 16012940.859 | 0 | 16012940.859 | 0 |  | 0
| MATERIAL TAX |  | 0 | 372864.511 | 372864.511 | 6.678%
| OVERHEAD & PROFIT / INFLATION (Material) |  | 0 | 1395868.9392 | 1395868.9392 | 25%
| OVERHEAD & PROFIT (Labor) |  | 1684817.4411 | 0 | 1684817.4411 | 25%
| Bond Fee |  |  |  | 236644.4462 | 1.5%
| TOTAL BASE BID |  |  |  | 16012940.859

## HOURLY RATES
Note: Adjusting the per hour labor rate in the table below will automatically update the labor pricing for whole project. To bypass the per hour labor rate for a single item, please put the per hour labor rate against that item in column M of relative tab.
Please don’t edit anything below, without the approval of the Manager (Estimating Department)
CSI Div. | Sub-Contractor/Trade List | Hourly Rates
DIV-1 | General Requirements | 79.332 | CLICK HERE TO GO BACK TO COST SUMMARY
DIV-10 | Accessories | 102
DIV-09 | Acoustical and Metal Ceiling | 105.6
DIV-11 | Appliances | 105.6
DIV-02 | Asbestos Worker | 112.8
DIV-10 | Awnings / Canopies | 114
DIV-12 | Cabinetry | 100.8
DIV-06 | Carpenter Millwork | 100.8
DIV-09 | Ceiling - Others | 103.2
DIV-07 | Cladding - Metal | 110.6298
DIV-06 | Cladding - Wood | 99.6
DIV-06 | Cladding - Other | 102.6756
DIV-09 | Clean - Power Wash | 77.6304
DIV-31 | Clearing & Grubbing | 185.4
DIV-27 | Communication | 103.2
DIV-03 | Concrete - Building | 93.6
DIV-12 | Countertops | 88.128
DIV-08 | Curtain Wall | 88.128
DIV-02 | Demo - Building | 79.2
DIV-02 | Demo - Site | 79.2
DIV-31 | Dewatering | 178.4268
DIV-08 | Doors & Hardware | 96.147
DIV-09 | Dry Waller | 100.08
DIV-31 | Earth worker | 138.276
DIV-26 | Electrician | 103.2
Div-28 | Electronic Safety and Security (FA) | 103.2
DIV-14 | Elevator | 156.3138
DIV-11 | Equipment | 104.0688
DIV-31 | Erosion Control | 86.76
DIV-32 | Exterior improvements | 98.4
DIV-09 | Exterior Painter | 104.1336
DIV-10 | Exterior Signage | 98.4
DIV-32 | Fencing and Gates - Metal | 103.0644
DIV-32 | Fencing and Gates - Wood | 98.4
DIV-32 | Fencing and Gates - Other | 99.306
DIV-06 | Finish Carpenter | 100.8
DIV-09 | Fire Proofing | 89.46
DIV-21 | Fire Suppression | 124.8534
DIV-10 | Fireplace | 93.6
DIV-09 | Flooring | 98.4
DIV-10 | Folding/Moveable Partition | 98.4
DIV-05 | Framer Cold Form | 102
DIV-09 | Framer Light Gauge | 102
DIV-06 | Framer Lumber | 102
DIV-06 | Framer Rough Carpenter | 102
DIV-12 | Furniture | 90
DIV-08 | Glazier | 98.3988
DIV-02 | Hazardous Material Handler | 102.2706
DIV-07 | Insulation | 99.5328
DIV-09 | Interior Painter | 104.1336
DIV-10 | Interior Signage | 95.5476
DIV-32 | Irrigation | 91.2
DIV-07 | Joint Sealants | 91.2
DIV-32 | Landscaper | 91.2
DIV-12 | Mailboxes | 95.5476
DIV-04 | Mason - Brick Veneer | 96.9408
DIV-04 | Mason - Cast Stone | 99.7272
DIV-04 | Mason - CMU | 92.583
DIV-23 | Mechanical | 118.2114
DIV-06 | Millwork | 95.5476
DIV-05 | Ornamental Steel | 103.2426
DIV-05 | Paneling - Metal | 110.6298
DIV-06 | Paneling - Wood | 95.5476
DIV-06 | Paneling - Other | 103.0806
DIV-32 | Paving | 91.2
DIV-06 | Pergolas | 99.0306
DIV-31 | Piling | 144.9252
DIV-11 | Playground Equipment | 98.4
DIV-22 | Plumber | 105.4782
DIV-13 | Pool | 108.1998
DIV-03 | Precast Concrete | 93.6
DIV-13 | Pre-Engineered Metal Building | 173.826
DIV-06 | Roof Sheathing | 99.5328
DIV-07 | Roofer | 97.44
DIV-06 | Sheathing | 100.8
DIV-31 | Shoring/SOE | 100.8
DIV-07 | Siding Contractor | 102.2058
DIV-03 | Site Concrete | 100.8
DIV-26 | Site Electrical | 93.6198
DIV-12 | Site Furnishing | 100.8
DIV-09 | Site Paint | 104.1336
DIV-10 | Site Signage | 95.5476
DIV-08 | Skylight | 108
DIV-13 | Special Construction | 103.2426
DIV-05 | Staircases and Railings - Metal | 103.2426
DIV-06 | Staircases and Railings - Wood | 95.5476
DIV-08 | Storefront | 93.876
DIV-05 | Structural Steel | 102
DIV-07 | Stucco - EIFS | 84.402
DIV-09 | Tiler | 97.6698
DIV-10 | Toilet Partitions | 95.5476
DIV-34 | Traffic Control | 99.5328
DIV-06 | Trellis | 95.823
DIV-06 | Truss | 93.96
DIV-33 | Utilities | 98.832
DIV-09 | Wall Covering | 104.1336
DIV-07 | Water Proofing & Damp Proofing | 92.583
DIV-08 | Window Installer | 95.5476
DIV-10 | Wire Shelving | 95.5476
DIV-00 | Z
DIV-01 | Z
Unit | Wastage
EA | 0%
LF | 5%
SF | 5%
SY | 5%
LBS | 5%
TONS | 5%
CY | 5%
LS | 0%

## Data for Rough Cost (hidden)
Categories | Commercial | Residential | Type | Code | Default1 | Default2 | Default3 | Default4 | Default5 | Default6 | Default7 | Default8 | Default9 | Default10 | Default11 | Default12 | Default13 | Default14 | Default15 | Default16 | Default17 | Default18 | Default19 | Default20 | Default21 | Default22 | Default23 | Default24 | Default25 | Default26 | Default27 | Default28 | Default29 | Default30 | Default31 | Default32 | Default33 | Default34 | Default35 | Default36 | Default37 | Default38 | Default39 | Default40 | Default41 | Default42 | Default43 | Default44 | Default45 | Default46 | Default47 | Default48 | Default49 | Default50 | Default51 | Default52 | Default53 | Default54 | Default55 | Default56 | Default57 | Default58 | Default59 | Default60 | Default61 | Default62 | Default63 | Default64 | Default65 | Default66 | Default67 | Default68 | Default69 | Default70 | Default71 | Default72 | Default73 | Default74 | Default75 | Default76 | Default77 | Default78 | Default79 | Default80 | Default81 | Default82 | Default83 | Default84 | Default85 | Default86 | Default87 | Default88 | Default89 | Default90 | Default91 | Default92 | Default93 | Default94 | Default95 | Default96 | Default97 | Default98 | Default99 | Default100 | Default101 | Economy1 | Economy2 | Economy3 | Economy4 | Economy5 | Economy6 | Economy7 | Economy8 | Average1 | Average2 | Average3 | Average4 | Average5 | Average6 | Average7 | Average8 | Average9 | Average10 | Average11 | Average12 | Custom1 | Custom2 | Custom3 | Custom4 | Custom5 | Custom6 | Custom7 | Custom8 | Custom9 | Custom10 | Luxury1 | Luxury2 | Luxury3 | Luxury4 | Luxury5 | Luxury6 | Luxury7 | Luxury8 | Luxury9 | Luxury10
Commercial | Default | Economy | Apartment 1-3 Story | Default1 | Brick Veneer/Reinforced Concrete | Brick Veneer/Reinforced Concrete | Brick Veneer/Reinforced Concrete | Brick Veneer & Concrete Block / Bearing Walls | Concrete Block/Bearing Walls | Face Brick & Concrete Block/Reinforced Concrete | Face Brick & Concrete Block/Reinforced Concrete | Concrete Block/Steel Roof Deck | Decorative Concrete Block/Bearing walls | Concrete Block/Bearing Walls | Decorative Concrete Block/Steel Truss | Brick Veneer/Wood Frame | Decorative Concrete Block/Steel Joist | Brick Veneer/Reinforced Concrete | Brick Veneer/Reinforced Concrete | Decorative Concrete Block/Bearing walls | Decorative Concrete Block/Reinforced Concrete | Decorative Concrete Block/Reinforced Concrete | Brick Veneer/Reinforced Concrete | Brick Veneer/ Rigid Steel | Decorative Concrete Block/Bearing walls | Face Brick & Concrete Block/Reinforced Concrete | Decorative Concrete Block/Bearing walls | Brick Veneer/ Reinforeced Concrete | Face Brick & Concrete Block/Reinforced Concrete | Face Brick & Concrete Block/Reinforced Concrete | Brick Veneer/wood Frame | Concrete Block/Bearing Wall | Face Brick & Common Brick/Reinforced Concrete | Decorative Concrete Block/Bearing walls | Decorative Concrete Block/Bearing walls | Decorative Concrete Block/Precast Concrete | Decorative Concrete Block/Precast Concrete | Aluminum Clapboard/Wood Frame | Aluminum Clapboard/Wood Frame | Aluminum Clapboard/Wood Frame | E.I.F.S. & Concrete Block/Rigid Steel | Cast in Place Concrete/Reinforced Concrete | Cast in Place Concrete/Steel Joists | Aluminum Clapboard/Wood Frame | Cast in Place Concrete/Reinforced Concrete | Cast in Place Concrete/Reinforced Concrete | Concrete Block/Bearing Walls | Brick Veneer/Wood Frame | Brick Veneer/Reinforced Concrete | Brick Veneer/Reinforced Concrete | Brick Veneer/Reinforced Concrete | Cast in Place Concrete/Rigid Steel | Decorative Concrete Block/Bearing walls | Face Brick & Concrete Block/Reinforced Concrete | Face Brick & Concrete Block/Reinforced Concrete | Brick Veneer/Reinforced Concrete | Brick Veneer/Wood Truss | Brick Veneer/Reinforced Concrete | Brick Veneer/Wood Frame | Aluminum Clapboard/Wood Frame | Aluminum Clapboard/Wood Frame | Brick Veneer/Wood Frame | Brick Veneer/Wood Frame | Conrete Block/Steel Joists | Face Brick & Concrete Block/Bearing walls | Brick Veneer/Reinforced Concrete | Brick Veneer/Wood Truss | Brick Veneer/Reinforced Concrete | Curtain Wall/Reinforced Conrete | Brick Veneer/Reinforced Concrete | Brick Veneer/Wood Frame | Brick Veneer/Reinforced Concrete | Face Brick & Concrete Block/Reinforced Concrete | Brick Veneer/Rigid Steel | Decorative Concrete Block/Bearing walls | Decorative Concrete Block/Bearing walls | Aluminum Clapboard/Wood Truss | Decorative Concrete Block/Bearing walls | Brick Veneer/Rigid Steel | Face Brick & Concrete Block/Steel Joists | Brick Veneer/Wood Frame | E.I.F.S./Reinforced Concrete | Fiber Cement/Rigid Steel | Brick Veneer/Reinforced Concrete | Decorative Concrete Block/Bearing walls | Brick Veneer/Reinforced Concrete | Decorative Concrete Block/Reinforced Concrete | Brick Veneer/Reinforced Concrete | Decorative Concrete Block/Bearing walls | Decorative Concrete Block/Bearing walls | Decorative Concrete Block/Bearing walls | Face Brick/Wood Frame | Decorative Concrete Block/Reinforced Concrete | Face Brick & Concrete Block/Reinforced Concrete | Brick Veneer/Reinforced Concrete | Brick Veneer/Reinforced Concrete | Face Brick & Concrete Block/Bearing Walls | Concrete Block/Precast Concrete | Decorative Concrete Block/Bearing walls | Brick Veneer/Wood Frame | Face Brick & Concrete Block/Reinforced Concrete | Brick Veneer/Wood Truss | Brick Veneer/Reinforced Concrete | Concrete Block/Bearing Walls | Concrete Block/Reinforced Concrete | Brick Veneer - Wood Frame | Brick Veneer - Wood Frame | Brick Veneer - Wood Frame | Brick Veneer - Wood Frame | Brick Veneer - Wood Frame | Brick Veneer - Wood Frame | Brick Veneer - Wood Frame | Brick Veneer - Wood Frame | Brick Veneer - Wood Frame | Brick Veneer - Wood Frame | Brick Veneer - Wood Frame | Brick Veneer - Wood Frame | Brick Veneer - Wood Frame | Brick Veneer - Wood Frame | Brick Veneer - Wood Frame | Brick Veneer - Wood Frame | Brick Veneer - Wood Frame | Brick Veneer - Wood Frame | 6" Log - Solid Wall | 6" Log - Solid Wall | Brick Veneer - Wood Frame | Brick Veneer - Wood Frame | Brick Veneer - Wood Frame | Brick Veneer - Wood Frame | Brick Veneer - Wood Frame | Brick Veneer - Wood Frame | Brick Veneer - Wood Frame | Brick Veneer - Wood Frame | Brick Veneer - Wood Frame | Brick Veneer - Wood Frame | Brick Veneer - Wood Frame | Brick Veneer - Wood Frame | Brick Veneer - Wood Frame | Brick Veneer - Wood Frame | Brick Veneer - Wood Frame | Brick Veneer - Wood Frame | Brick Veneer - Wood Frame | Brick Veneer - Wood Frame | Brick Veneer - Wood Frame | Brick Veneer - Wood Frame
Residential |  | Average | Apartment 4-7 Story | Default2 | Brick Veneer/Rigid Steel | Brick Veneer/Rigid Steel | Brick Veneer/Rigid Steel | Brick Veneer & Concrete Block / Wood Truss | Concrete Block/Rigid Steel | Face Brick & Concrete Block/Rigid Steel | Face Brick & Concrete Block/Rigid Steel | Decorative Concrete Block/Steel Roof Deck | Decorative Concrete Block/Rigid Steel | Concrete Block/Rigid Steel | Decorative Concrete Block/Wood Arch | Stone Ashlar & Cocnrete block/Steel Joist | Decorative Concrete Block/Wood Joist | Brick Veneer/Rigid Steel | Brick Veneer/Rigid Steel | Decorative Concrete Block/Rigid Steel | Decorative Concrete Block/Rigid Steel | Decorative Concrete Block/Rigid Steel | Brick Veneer/Rigid Steel | Brick Veneer/ Reinforced Concrete | Decorative Concrete Block/Rigid Steel | Face Brick & Concrete Block/Rigid Steel | Decorative Concrete Block/Rigid Steel | Curtain Wall/Rigid steel | Face Brick & Concrete Block/Rigid Steel | Face Brick & Concrete Block/Rigid Steel | Decorative Concrete Block/Bearing walls | Concrete Block/Rigid Steel | Face Brick & Common Brick/Rigid Steel | Decorative Concrete Block/Steel Joist | Decorative Concrete Block/Steel Joist | Decorative Concrete Block/Steel Joists | Decorative Concrete Block/Steel Joists | Decorative Concrete Block/Wood Joists | Brick Veneer/Wood Frame | Brick Veneer/Wood Frame | Face Brick & Concrete Block/Bearing walls | Cast in Place Concrete/Rigid Steel | Cast in Place Concrete/Wood Joists | Face Brick & Concrete Block/Steel Joists | Concrete Block/Rigid Steel | Concrete Block/Rigid Steel | Concrete Block/Rigid Steel | Curtain Wall/Rigid steel | Curtain Wall/Rigid steel | Curtain Wall/Rigid steel | Curtain Wall/Rigid steel | Face Brick & Concrete Block/Reinforced Concrete | Decorative Concrete Block/Rigid Steel | Face Brick & Concrete Block/Rigid Steel | Face Brick & Concrete Block/Rigid Steel | E.I.F.S./Rigid Steel | Face Brick & Concrete Block/Steel Joists | E.I.F.S./Rigid Steel | Face Brick & Concrete Block/Steel Joists | Brick Veneer/Wood Frame | Brick Veneer/Wood Frame | Decorative Concrete Block/Precast Concrete | Decorative Concrete Block/Precast Concrete | Decorative Concrete Block/Steel Joists | Face Brick & Concrete Block/Rigid Steel | E.I.F.S./Rigid Steel | E.I.F.S. & Metal Studs/Steel Roof Deck | Curtain Wall/Rigid Steel | Curtain Wall/Rigid Steel | E.I.F.S./Rigid Steel | Curtain Wall/Reinforced Conrete | Curtain Wall/Rigid Steel | Face Brick & Concrete Block/Rigid Steel | Brick Veneer/Wood Truss | Decorative Concrete Block/Reinforced Concrete | Decorative Concrete Block/Reinforced Concrete | Metal Panel & Wood Studs/Wood Truss | Decorative Concrete Block/Rigid Steel | Concrete Block/Rigid Steel | Face Brick & Concrete Block/Wood Joists |  |  | Stone Veneer/Rigid Steel | E.I.F.S./Rigid Steel | Decorative Concrete Block/Rigid Steel | E.I.F.S./Rigid Steel | Decorative Concrete Block/Rigid Steel | E.I.F.S./Rigid Steel | Decorative Concrete Block/Rigid Steel | Decorative Concrete Block/Rigid Steel | Decorative Concrete Block/Rigid Steel | Metal Sandwich Panel/Rigid Steel | Decorative Concrete Block/Steel Joists | Face Brick & Concrete Block/Rigid Steel | E.I.F.S. & Metal Studs/Steel Joists | Curtain Wall/Rigid Steel | Face Brick & Concrete Block/Rigid Steel | Concrete Block/Wood Frame | Decorative Concrete Block/Rigid Steel | E.I.F.S./Wood Frame | Face Brick & Concrete Block/Rigid Steel | E.I.F.S./Steel Joists | E.I.F.S./Rigid Steel | Concrete Block/Rigid Steel | Concrete Block/Rigid Steel | Painted Concrete Block | Painted Concrete Block | Painted Concrete Block | Painted Concrete Block | Painted Concrete Block | Painted Concrete Block | Painted Concrete Block | Painted Concrete Block | Solid Masonry | Solid Masonry | Solid Masonry | Solid Masonry | Solid Masonry | Solid Masonry | Solid Masonry | Solid Masonry | Solid Masonry | Solid Masonry | 8" Log - Solid Wall | 8" Log - Solid Wall | Solid Masonry | Solid Masonry | Solid Masonry | Solid Masonry | Solid Masonry | Solid Masonry | Solid Masonry | Solid Masonry | Solid Masonry | Solid Masonry | Solid Brick | Solid Brick | Solid Brick | Solid Brick | Solid Brick | Solid Brick | Solid Brick | Solid Brick | Solid Brick | Solid Brick
|  | Custom | Apartment 8-24 Story | Default3 | E.I.F.S. & Metal studs/Rigid Steel | Cuttain Wall/Rigid Steel | Cuttain Wall/Rigid Steel | Brick Veneer / Rigid Steel | Decorative Concrete Block/Bearing Walls | Limestone & Concrete Block/Reinforced Concrete | Limestone & Concrete Block/Reinforced Concrete | Face Brick & Concrete Block/Steel Roof Deck | Face Brick & Concrete Block/Bearing walls | Face Brick & Concrete Block/Bearing walls | Face Brick & Concrete Block/Steel Truss | Stone Ashlar & Cocnrete block/Wood Truss | Face Brick & Concrete Block/Steel Joist | Cutain Wall/Rigid Steel | Cutain Wall/Rigid Steel | Face Brick & Concrete Block/Bearing walls | Face Brick & Concrete Block/Reinforced Concrete | Face Brick & Concrete Block/Reinforced Concrete | Curtain Wall/Rigid Steel | Curtain wall/ Rigid Steel | Face Brick & Concrete Block/Bearing walls | Limestone & Concrete Block/Reinforced Concrete | Face Brick & Concrete Block/Bearing walls | E.I.F.S./Rigid Steel | Limestone & Concrete Block/Reinforced Concrete | Limestone & Concrete Block/Reinforced Concrete | Face Brick & Concrete Block/Steel Joist | Face Brick & Common Brick/Rigid Steel | Face Brick & Concrete Block/Reinforced Concrete | Face Brick & Concrete Block/Bearing walls | Face Brick & Concrete Block/Bearing walls | Face Brick & Concrete Block/Precast Concrete | Face Brick & Concrete Block/Precast Concrete | Face Brick & Concrete Block/Bearing walls | Face Brick & Concrete Block/Wood Truss | Face Brick & Concrete Block/Wood Truss | Face Brick & Concrete Block/Rigid Steel | Face Brick & Concrete Block/Precast Concrete | Concrete Block/Steel Joists | Face Brick & Concrete Block/Wood Truss | Concrete Block/Wood Arch | Concrete Block/Wood Arch | Metal Panel/Rigid Steel | E.I.F.S./Reinforced Concrete | E.I.F.S./Reinforced Concrete | E.I.F.S./Reinforced Concrete | E.I.F.S./Reinforced Concrete | Face Brick & Concrete Block/Rigid Steel | Face Brick & Concrete Block/Bearing walls | Limestone & Concrete Block/Reinforced Concrete | Limestone & Concrete Block/Reinforced Concrete | Fiber Cement/Rigid Steel | Face Brick & Concrete Block/Wood Truss | Fiber Cement/Rigid Steel | Face Brick & Concrete Block/Wood Joists | Conrete Block/Wood Truss | Face Brick & Concrete Block/Wood Truss | Decorative Concrete Block/Wood Joists | Decorative Concrete Block/Wood Joists | Face Brick & Concrete Block/Steel Joists | Precast Concrete/Bearing walls | Fiber Cement/Rigid Steel | Face Brick & Concrete Block/Steel Roof Deck | E.I.F.S./Reinforced Concrete | Face Brick & Concrete Block/Reinforced Concrete | Fiber Cement/Rigid Steel | Curtain Wall/Rigid Steel | E.I.F.S./Reinforced Concrete | Limestone & Concrete Block/Reinforced Concrete | Decorative Concrete Block/Bearing walls | Face Brick & Concrete Block/Bearing Walls | Face Brick & Concrete Block/Bearing Walls | Plywood Siding/Wood Truss | Face Brick & Concrete Block/Bearing Walls | Face Brick & Concrete Block/Bearing Walls | Limestone & Concrete Block/Steel Joists |  |  | Stucco/Reinforced Concrete | Fiber Cement/Rigid Steel | Face Brick & Concrete Block/Bearing Walls | Fiber Cement/Rigid Steel | Face Brick & Concrete Block/Reinforced Concrete | Fiber Cement/Rigid Steel | Face Brick & Concrete Block/Bearing Walls | Face Brick & Concrete Block/Bearing Walls | Face Brick & Concrete Block/Bearing Walls | Precast Concrete/Rigid Steel | Face Brick & Concrete Block/Reinforced Concrete | Face Brick & Metal Studs/Reinforced Concrete | Fiber Cement/Wood Frame | E.I.F.S./Rigid Steel | Metal Sandwich Panel/Rigid Steel | Face Brick & Concrete Block/Precast Concrete | Face Brick & Concrete Block/Bearing Walls | Face Brick & Concrete Block/Steel Joists | Limestone & Concrete Block/Reinforced Concrete | E.I.F.S./Wood Truss | Metal Panel/Rigid Steel | Face Brick & Concrete Block/Bearing walls | Metal Sandwich Panel/Rigid Steel | Stucco on Wood Frame | Stucco on Wood Frame | Stucco on Wood Frame | Stucco on Wood Frame | Stucco on Wood Frame | Stucco on Wood Frame | Stucco on Wood Frame | Stucco on Wood Frame | Stucco on Wood Frame | Stucco on Wood Frame | Stucco on Wood Frame | Stucco on Wood Frame | Stucco on Wood Frame | Stucco on Wood Frame | Stucco on Wood Frame | Stucco on Wood Frame | Stucco on Wood Frame | Stucco on Wood Frame |  |  | Stone Veneer - Wood Frame | Stone Veneer - Wood Frame | Stone Veneer - Wood Frame | Stone Veneer - Wood Frame | Stone Veneer - Wood Frame | Stone Veneer - Wood Frame | Stone Veneer - Wood Frame | Stone Veneer - Wood Frame | Stone Veneer - Wood Frame | Stone Veneer - Wood Frame | Solid Stone | Solid Stone | Solid Stone | Solid Stone | Solid Stone | Solid Stone | Solid Stone | Solid Stone | Solid Stone | Solid Stone
|  | Luxury | Assisted - Senior Living | Default4 | Fiber Cement/Wood Frame | E.I.F.S. & Metal studs/Rigid Steel | E.I.F.S./Rigid Steel | Brick Veneer / Wood Frame | Face Brick & Concrete Block/Bearing Walls | Limestone & Concrete Block/Rigid Steel | Limestone & Concrete Block/Rigid Steel | Jumbo Brick & Concrete Block/Steel Roof Deck | Face Brick & Concrete Block/Rigid Steel | Face Brick & Concrete Block/Rigid Steel | Face Brick & Concrete Block/Rigid Wood Arch | Stucco & Cocnrete Block/Steel Joist | Face Brick & Concrete Block/Wood Joist | Fiber Cement/Wood Frame | Fiber Cement/Wood Frame | Face Brick & Concrete Block/Rigid Steel | Face Brick & Concrete Block/Rigid Steel | Face Brick & Concrete Block/Rigid Steel | E.I.F.S./Rigid Steel | E.I.F.S./Rigid Steel | Face Brick & Concrete Block/Rigid Steel | Limestone & Concrete Block/Rigid Steel | Face Brick & Concrete Block/Rigid Steel | Fiber Cement/ Rigid Steel | Limestone & Concrete Block/Rigid Steel | Limestone & Concrete Block/Rigid Steel | Stucco & Concrete Block/Wood Truss | Metal Panel/Rigid Steel | Face Brick & Concrete Block/Rigid Steel | Face Brick & Concrete Block/Steel Joists | Face Brick & Concrete Block/Steel Joists | Face Brick & Concrete Block/Steel Joists | Face Brick & Concrete Block/Steel Joists | Stucco & Concrete Block/Bearing walls | Limestone & Concrete Block/Wood Truss | Limestone & Concrete Block/Wood Truss | Stucco & Concrete Block/Bearing walls | Face Brick & Concrete Block/Rigid Steel | Concrete Block/Wood Joists | Face Brick & Glazed Block/Steel Joists | Face Brick & Concrete Block/Rigid Steel | Face Brick & Concrete Block/Rigid Steel | Metal Sandwich Panel/Rigid Steel | Fiber Cement/Wood Frame | Fiber Cement/Rigid Steel | Fiber Cement/Rigid Steel | Fiber Cement/Rigid Steel | Reinforced Concrete/Reinforced Concrete | Face Brick & Concrete Block/Rigid Steel | Limestone & Concrete Block/Rigid Steel | Limestone & Concrete Block/Rigid Steel | Precast Concrete/Reinforced Concrete | Stucco & Concrete Block/Steel Joists | Precast Concrete/Reinforced Concrete | Stucco & Concrete Block/Steel Joists | Face Brick & Concrete Block/Wood Truss | Precast Concrete/Wood Truss | Stucco & Concrete Block/Precast Concrete | Stucco & Concrete Block/Precast Concrete | Metal Sandwich Panel/Steel Joists | Precast Concrete/Rigid Steel | Precast Concrete/Reinforced Concrete | Face Brick & Concrete Block/Wood Truss | E.I.F.S./Rigid Steel | Face Brick & Concrete Block/Rigid Steel | Precast Concrete/Reinforced Concrete | Face Brick & Concrete Block/Steel Joists | E.I.F.S./Rigid Steel | Limestone & Concrete Block/Rigid Steel | Decorative Concrete Block/Rigid Steel | Face Brick & Concrete Block/Reinforced Concrete | Face Brick & Concrete Block/Reinforced Concrete | Wood Clapboard/Wood Truss | Face Brick & Concrete Block/Rigid Steel | Face Brick & Concrete Block/Rigid Steel | Limestone & Concrete Block/Wood Joists |  |  | Wood Clapboard/Wood Frame | Metal Panel/Rigid Steel | Face Brick & Concrete Block/Rigid Steel | Metal Panel/Rigid Steel | Face Brick & Concrete Block/Rigid Steel | Metal Panel/Rigid Steel | Face Brick & Concrete Block/Rigid Steel | Face Brick & Concrete Block/Rigid Steel | Face Brick & Concrete Block/Rigid Steel | Stucco & Concrete Block/Bearing Walls | Face Brick & Concrete Block/Rigid Steel | Face Brick & Metal Studs/Rigid Steel | Stone Veneer/Rigid Steel | Metal Panel/Rigid Steel | Precast Concrete/Rigid Steel | Face Brick & Concrete Block/Wood Truss | Face Brick & Concrete Block/Rigid Steel | Face Brick & Concrete Block/Wood Joists | Limestone & Concrete Block/Rigid Steel | Face Brick & Concrete Block/Wood Truss | Pre-Engineered Metal Building/Rigid Steel | Metal Panel/Rigid Steel | Precast Concrete/Reinforced Concrete | Wood Siding - Wood Frame | Wood Siding - Wood Frame | Wood Siding - Wood Frame | Wood Siding - Wood Frame | Wood Siding - Wood Frame | Wood Siding - Wood Frame | Wood Siding - Wood Frame | Wood Siding - Wood Frame | Wood Siding - Wood Frame | Wood Siding - Wood Frame | Wood Siding - Wood Frame | Wood Siding - Wood Frame | Wood Siding - Wood Frame | Wood Siding - Wood Frame | Wood Siding - Wood Frame | Wood Siding - Wood Frame | Wood Siding - Wood Frame | Wood Siding - Wood Frame |  |  | Wood Siding - Wood Frame | Wood Siding - Wood Frame | Wood Siding - Wood Frame | Wood Siding - Wood Frame | Wood Siding - Wood Frame | Wood Siding - Wood Frame | Wood Siding - Wood Frame | Wood Siding - Wood Frame | Wood Siding - Wood Frame | Wood Siding - Wood Frame | Wood Siding - Wood Frame | Wood Siding - Wood Frame | Wood Siding - Wood Frame | Wood Siding - Wood Frame | Wood Siding - Wood Frame | Wood Siding - Wood Frame | Wood Siding - Wood Frame | Wood Siding - Wood Frame | Wood Siding - Wood Frame | Wood Siding - Wood Frame
|  |  | Auditurium | Default5 | Stone Veneer / Wood Frame | Precast Concrete/Reinforced Concrete | Precast Concrete/Reinforced Concrete | Vinyl Clapboard / Wood Frame | Face Brick & Concrete Block/Rigid Steel | Precast Concrete / Reinforced Concrete | Precast Concrete / Reinforced Concrete | Precast Concrete/Steel Roof Deck | Precast Concrete/Bearing walls | Metal Panel/Rigid Steel | Stone & Concrete Block/Steel Truss | Stucco & Cocnrete Block/Wood Truss | Stone Ashlar & Cocnrete block/Steel Joist | Stone Veneer/Reinforced Concrete | Stone Veneer/Reinforced Concrete | Stucco & Concrete Block/Bearing walls | Precast Concrete/Reinforced Concrete | Precast Concrete/Reinforced Concrete | Precast Concrete/Precast Concrete | Precast Concrete/Reinforced Concrete | Stucco & Concrete Block/Bearing walls | Precast Concrete / Reinforced Concrete | Tilt-up Concrete Panels/Bearing walls | Metal Panel / Reinforced Concrete | Stone & Concrete Block/ Reinforced Concrete | Stone & Concrete Block/ Reinforced Concrete | Tilt-up Concrete Panels/Steel Joists | Precast Concrete/Rigid Steel | Stucco & Concrete Block/Reinforced Concrete | Limestone & Concrete Block/Bearing walls | Limestone & Concrete Block/Bearing walls | Limestone & Concrete Block/Precast Concrete | Limestone & Concrete Block/Precast Concrete | Wood Board and Batten/Wood Frame | Stucco & Concrete Block/Wood Truss | Stucco & Concrete Block/Wood Truss | Stucco & Concrete Block/Rigid Steel | Precast Concrete / Precast Concrete | Metal Panel/Rigid Steel | Metal Sandwich Panel/Rigid Steel | Face Brick & Concrete Block/Wood Arch | Face Brick & Concrete Block/Wood Arch | Precast Concrete/Bearing Walls | Metal Panel/Reinforced Concrete | Metal Panel/Rigid Steel | Precast Concrete/Reinforced Concrete | Precast Concrete/Reinforced Concrete | Stucco & Concrete Block/Reinforced Concrete | Metal Sandwich Panel/Rigid Steel | Precast Concrete/Reinforced Concrete | Precast Concrete/Reinforced Concrete | Stone Veneer/Wood Frame | Stucco & Concrete Block/Wood Truss | Stone Veneer/Wood Frame | Stucco & Concrete Block/Wood Joists | Wood Clapboard/Wood Frame | Wood Clapboard/Wood Frame | Stucco & Concrete Block/Wood Joists | Stucco & Concrete Block/Wood Joists | Precast Concrete/Steel Joists | Stucco & Concrete Block/Bearing walls | Stone Veneer/Wood Frame | Tilt-up Concrete Panels/Steel Roof Deck | Metal Panel/Reinforced Concrete | Precast Concrete/Reinforced Concrete | Stone Veneer/Wood Frame | Face Brick & Concrete Block/Wood Joists | Metal Panel/Reinforced Concrete | Precast Concrete/Reinforced Concrete | E.I.F.S. & Concrete Block/Rigid Steel | Limestone & Concrete Block/Bearing Walls | Limestone & Concrete Block/Bearing Walls |  | Limestone & Concrete Block/Bearing Walls | Metal Panel/Rigid Steel | Stucco & Concrete Block/Steel Joists |  |  |  | Stone Veneer/Reinforced Concrete | Stucco & Concrete Block/Bearing Walls | Stone Veneer/Reinforced Concrete | Limestone & Concrete Block/Reinforced Concrete | Stone Veneer/Reinforced Concrete | Stucco & Concrete Block/Bearing Walls | Metal Panel & Metal Studs/Rigid Steel | Metal Panel & Metal Studs/Rigid Steel | Stucco & Concrete Block/Rigid Steel | Precast Concrete/Reinforced Concrete | Precast Concrete/Reinforced Concrete | Stucco/Reinforced Concrete | Stucco/Reinforced Concrete | Stucco & Concrete Block/Bearing Walls | Metal Sandwich Panel/Wood Truss | Limestone & Concrete Block/Bearing Walls | Stone & Concrete Block/Steel Joists | Stone & Concrete Block/Reinforced Concrete | Tilt-up Concrete Panels/Steel Joists | Precast Concrete/Reinforced Concrete | Metal Sandwich Panel/Rigid Steel | Precast Concrete/Rigid Steel
|  |  | Bank | Default6 | Stucco & Concrete Block/Reinforced concrete | Stucco/Reinforced concrete | Stucco/Reinforced concrete | Wood ClapBoard / Wood Frame | Precast Concrete / Rigid steel | Precast Concrete / Rigid steel | Precast Concrete / Rigid steel | Stucco & Concrete Block/Steel Roof Deck | Precast Concrete/Rigid Steel | Metal Sandwich Panel/Rigid Steel | Stone & Concrete Block/Rigid Wood Arch | Wood Shingles/wood Frame | Stone Ashlar & Cocnrete block/Wood Truss | Stone Veneer/Wood Frame | Stone Veneer/Wood Frame | Stucco & Concrete Block/Rigid Steel | Precast Concrete/Rigid Steel | Precast Concrete/Rigid Steel | Stone Veneer/Wood Frame | Stone Veneer/Reinforced Concrete | Stucco & Concrete Block/Rigid Steel | Precast Concrete / Rigid steel | Tilt-up Concrete Panels/Rigid Steel | Stone Veneer/ Wood Frame | Stone & Concrete Block/ Rigid steel | Stone & Concrete Block/ Rigid steel | Wood Clapboard/Wood Frame. | Tilt-up Concrete Panels/Rigid Steel | Stucco & Concrete Block/Rigid Steel | Limestone & Concrete Block/Steel Joists | Limestone & Concrete Block/Steel Joists | Limestone & Concrete Block/Steel Joists | Limestone & Concrete Block/Steel Joists | Wood Clapboard/Wood Frame | Wood Board and Batten/Wood Frame | Wood Board and Batten/Wood Frame | Tilt-up Concrete Panels/Rigid Steel | Precast Concrete / Rigid steel | Stucco/Wood Frame | Wood Clapboard/Wood Frame | Metal Sandwich Panel/Rigid Steel | Metal Sandwich Panel/Rigid Steel | Precast Concrete/Rigid Steel | Stone Veneer/Rigid Steel | Stone Veneer/Reinforced Concrete | Stone Veneer/Rigid Steel | Stone Veneer/Rigid Steel | Stucco & Concrete Block/Rigid Steel | Precast Concrete/Bearing Walls | Precast Concrete/Rigid Steel | Precast Concrete/Rigid Steel | Vinyl Clapboard/Wood Frame | Wood Clapboard/Wood Frame | Vinyl Clapboard/Wood Frame | Wood Clapboard/Wood Frame | Wood Shingles/Wood Frame | Wood Shingles/Wood Frame | Wood Clapboard/Wood Frame | Wood Clapboard/Wood Frame | Tilt-up Concrete Panels/Steel Joists | Stucco & Concrete Block/Steel Joists | Vinyl Clapboard/Wood Frame | Wood Clapboard/Wood Truss | Stone Veneer/Rigid Steel | Precast Concrete/Rigid Steel | Vinyl Clapboard/Wood Frame | Wood Clapboard/Wood Frame | Stone Veneer/Rigid Steel | Precast Concrete/Rigid Steel | Tilt-up Concrete Panels/Rigid Steel | Limestone & Concrete Block/Reinforced Concrete | Limestone & Concrete Block/Reinforced Concrete |  | Limestone & Concrete Block/Rigid Steel | Metal Sandwich Panel/Rigid Steel | Stucco & Concrete Block/Wood Joists |  |  |  | Tilt-up Concrete Panels/Reinforced Concrete | Stucco & Concrete Block/Rigid Steel | Tilt-up Concrete Panels/Reinforced Concrete | Limestone & Concrete Block/Rigid Steel | Tilt-up Concrete Panels/Reinforced Concrete | Stucco & Concrete Block/Rigid Steel | Metal Sandwich Panel/Rigid Steel | Metal Sandwich Panel/Rigid Steel | Wood Clapboard/Wood Frame | Precast Concrete/Steel Joists | Precast Concrete/Rigid Steel | Vinyl Clapboard/Wood Frame | Tilt-up Concrete Panels/Reinforced Concrete | Stucco & Concrete Block/Rigid Steel | Precast Concrete/Precast Concrete | Limestone & Concrete Block/Rigid Steel | Stone & Concrete Block/Wood Joists | Stone & Concrete Block/Rigid Steel | Wood Clapboard/Wood Truss | Tilt-up Concrete Panels/Reinforced Concrete | Tilt-up Concrete Panels/Rigid Steel | Tilt-up Concrete Panels/Reinforced Concrete
|  |  | Bank (Green) | Default7
|  |  | Bowling Alley | Default8
|  |  | Bus Terminal | Default9
|  |  | Car Wash | Default10
|  |  | Church | Default11
|  |  | Club, Country | Default12
|  |  | Cub, Social | Default13
|  |  | College, Classroom, 2-3 Story | Default14
|  |  | College, Dormitory, 2-3Story | Default15
|  |  | College, Classroom, 2-3 Story (Green) | Default16
|  |  | College, Dormitory, 2-3Story (Green) | Default17
|  |  | College, Dormitory, 4-8Story (Green) | Default18
|  |  | College, Dormitory, 4-8Story | Default19
|  |  | College, Laboratory | Default20
|  |  | College, Laboratory (Green) | Default21
|  |  | College, Student Union | Default22
|  |  | Community Center | Default23
|  |  | Computer Data Center | Default24
|  |  | Courthouse, 1 story | Default25
|  |  | Courthouse, 2-3story | Default26
|  |  | Day care center | Default27
|  |  | Factory, 1 Story | Default28
|  |  | Factory, 3 Story | Default29
|  |  | Fire Station Story 1 | Default30
|  |  | Fire Station Story 1 (Green) | Default31
|  |  | Fire Station Story 2 | Default32
|  |  | Fire Station Story 2 (Green) | Default33
|  |  | Fraternity/Sorority House | Default34
|  |  | Funeral Home | Default35
|  |  | Funeral Home (Green) | Default36
|  |  | Garage, Auto Sales | Default37
|  |  | Garage, Parking | Default38
|  |  | Garage, Repair | Default39
|  |  | Garage,Service Station | Default40
|  |  | Garage, Underground Parking | Default41
|  |  | Gymnasium | Default42
|  |  | Hangar, Aircraft | Default43
|  |  | Hospital 2-3 Story | Default44
|  |  | Hospital 4-8 Story | Default45
|  |  | Hotel, 4-7 Story | Default46
|  |  | Hotel, 8-24 Story | Default47
|  |  | Jail | Default48
|  |  | Laundromant | Default49
|  |  | Library | Default50
|  |  | Library (Green) | Default51
|  |  | Medical Office, 1 Story | Default52
|  |  | Medical Office, 1 Story (Green) | Default53
|  |  | Medical Office, 2 Story | Default54
|  |  | Medical Office, 2 Story (Green) | Default55
|  |  | Motel, 1 Story | Default56
|  |  | Motel, 1 Story (Green) | Default57
|  |  | Motel, 2-3 Story | Default58
|  |  | Motel, 2-3 Story (Green) | Default59
|  |  | Movie Theater | Default60
|  |  | Nursing Home | Default61
|  |  | Office, 1 Story | Default62
|  |  | Office, 1 Story (Green) | Default63
|  |  | Office, 11-20 Story | Default64
|  |  | Office, 11-20 Story (Green) | Default65
|  |  | Office, 2-4 Story | Default66
|  |  | Office, 2-4 Story (Green) | Default67
|  |  | Office, 5-10 Story | Default68
|  |  | Office, 5-10 Story (Green) | Default69
|  |  | Outpatient Surgery Center | Default70
|  |  | Police Station | Default71
|  |  | Police Station (Green) | Default72
|  |  | Post Frame Barn | Default73
|  |  | Post Office | Default74
|  |  | Racquetball court | Default75
|  |  | Religious Education | Default76
|  |  | Resturant | Default77
|  |  | Resturant (Green) | Default78
|  |  | Resturant, Fast Food | Default79
|  |  | School, Elementary | Default80
|  |  | School, Elementary (Green) | Default81
|  |  | School, High 2-3 Story | Default82
|  |  | School, High 2-3 Story (Green) | Default83
|  |  | School, Jr High, 2-3 Story | Default84
|  |  | School, Jr High, 2-3 Story (Green) | Default85
|  |  | School, Vocational | Default86
|  |  | School, Vocational (Green) | Default87
|  |  | Store, Convenience | Default88
|  |  | Store Department, 1 Story | Default89
|  |  | Store Department, 3 Story | Default90
|  |  | Store, Retail | Default91
|  |  | Supermarket | Default92
|  |  | Supermarket (Green) | Default93
|  |  | Swimming Pool, Enclosed | Default94
|  |  | Telephone Exchange | Default95
|  |  | Town Hall, 1 Story | Default96
|  |  | Town Hall, 2-3 Story | Default97
|  |  | Veterinary Hospital | Default98
|  |  | Warehouse | Default99
|  |  | Warehouse (Green) | Default100
|  |  | Warehouse Self Storage | Default101
|  |  | Economy 1 Story | Economy1
|  |  | Economy 1 Story wings & ells | Economy2
|  |  | Economy 1 - 1/2 Story | Economy3
|  |  | Economy 1 - 1/2 Story wings & ells | Economy4
|  |  | Economy 2 Story | Economy5
|  |  | Economy 2 Story wings & ells | Economy6
|  |  | Economy Bi level | Economy7
|  |  | Economy Tri level | Economy8
|  |  | Average Story 1 | Average1
|  |  | Average 1 Story wings & ells | Average2
|  |  | Average 1 - 1/2 Story | Average3
|  |  | Average 1 - 1/2 Story wings & ells | Average4
|  |  | Average 2 Story | Average5
|  |  | Average 2 Story wings & ells | Average6
|  |  | Average 2 - 1/2 Story | Average7
|  |  | Average 3 Story | Average8
|  |  | Average Bi level | Average9
|  |  | Average Tri level | Average10
|  |  | Solid Wall 1 Story | Average11
|  |  | Solid Wall 2 Story | Average12
|  |  | Custom Story 1 | Custom1
|  |  | Custom 1 Story wings & ells | Custom2
|  |  | Custom 1 - 1/2 Story | Custom3
|  |  | Custom 1 - 1/2 Story wings & ells | Custom4
|  |  | Custom 2 Story | Custom5
|  |  | Custom 2 Story wings & ells | Custom6
|  |  | Custom 2 - 1/2 Story | Custom7
|  |  | Custom 3 Story | Custom8
|  |  | Custom Bi level | Custom9
|  |  | Custom Tri level | Custom10
|  |  | Luxury Story 1 | Luxury1
|  |  | Luxury 1 Story wings & ells | Luxury2
|  |  | Luxury 1 - 1/2 Story | Luxury3
|  |  | Luxury 1 - 1/2 Story wings & ells | Luxury4
|  |  | Luxury 2 Story | Luxury5
|  |  | Luxury 2 Story wings & ells | Luxury6
|  |  | Luxury 2 - 1/2 Story | Luxury7
|  |  | Luxury 3 Story | Luxury8
|  |  | Luxury Bi level | Luxury9
|  |  | Luxury Tri level | Luxury10